## Content
| No. | Description
Fig | 3 | Energy demand per carrier
Fig | 4 | Energy demand per sector (energy and non-energy use)
Fig | 5 | Final demand of biomass (TWh)
Fig | 6 | EU-27 share of district heating
Fig | 7 | EU-27 share of heat pumps
Fig | 8 | Final electricity demand (TWh)
Fig | 9 | EU-27 share of transport technologies in total fleet
Fig | 10 | Evolution of average final electricty demand (TWh) and peak (GW)
Fig | 11 | Methane demand per sector
Fig | 12 | Methane demand seasonality (gas seasons: summer 1 Apr – 30 Sept and winter 1 Oct – 31 Mar)
Fig | 13 | Methane demand in high demand cases (Peak, 2-Week cold spell, Dunkelflaute)
Fig | 14 | Hydrogen demand per sector
Fig | 15 | Hydrogen demand seasonality (gas seasons: summer 1 Apr – 30 Sept and winter 1 Oct – 31 Mar)
Fig | 16 | Hydrogen demand in high demand cases (Peak, 2-Week cold spell, Dunkelflaute)
Fig | 17 | Energy demand in the transport sector (TWh)
Fig | 18 | Demand per type of transport per energy carrier
Fig | 19 | Primary energy supply mix in the COP21 scenarios
Fig | 20 | Share of fossil, low carbon and renewable energy
Fig | 21 | Biomass supply and utilisation
Fig | 22 | Electricity demand for final use and electrolysis
Fig | 23 | Share of electricity demand covered by low carbon generation
Fig | 24 | Power capacity mix (GW)
Fig | 25 | Power generation mix
Fig | 26 | Evolution of gas-fired power capacity and generation
Fig | 27 | Evolution of methane and hydrogen fired power generation running hours
Fig | 28 | Use of main flexibility sources (TWh)
Fig | 29 | Dunkelflaute (highest residual demand on 2 weeks - residual demand = demand - solar&wind)
Fig | 30 | Domestic gas production (TWh)
Fig | 31 | Methane supply (TWh)
Fig | 32 | Hydrogen supply (TWh)
Fig | 33 | Electrolysis capacity (GW)
Fig | 34 | Electrolyser supply origin (TWh)
Fig | 35 | Energy imports (TWh)
Fig | 36 | Non-CO2 emssions (Mt)
Fig | 37 | Emissions and negative emissions from LULUCF (Mt)
Fig | 38 | Carbon Capture and storage (Mt)
Fig | 39 | Emission outlook EU-27 with LULUCF (Mt)
Fig | 40 | Cumulative GHG emissions Global Ambition (Mt)
Fig | 41 | Emission of electricity generation for EU27
Fig | 42 | Carbon intensity of power generation (tCO2/MWh)
Fig | 43 | Evolution of RES and fossil fuel generation compared to electricity demand for electrolysis
Fig | 44 | Maginal electricity price (€/MWh)
Fig | 45-47 | RES load factors in Distributed Energy 2040
Fig | 48-50 | LCOE of wind and solar under different configurations
Fig | 51 | Final energy demand in 2050 benchmark (TWh)
Fig | 52 | Electricity demand in 2050 benchmark (TWh)
Fig | 53 | Benchmark of RES capacity by technology - EU 2050 (GW)
Fig | 54 | Benchmark of wind and solar overall capacity - EU27 (GW)
Fig | 55 | Methane supply in 2050 (TWh)
Fig | 56 | Hydrogen supply in 2050 (TWh)
Fig | 57 | Biomass in 2050 (TWh)
Fig | 58 | Energy imports in 2050 (TWh)
Fig | 59 | CCUS in 2050 (Mt)

## 3
Energy demand per carrier (TWh)
| Reference | Distributed Energy |  |  | Global Ambition
|  | 2030 | 2040 | 2050 | 2030 | 2040 | 2050
Electricity | 2602.9258 | 3212.3989 | 3618.0471 | 4023.6261 | 3075.0433 | 3373.6448 | 3619.898
Hydrogen | 0.13022 | 289.8092 | 1029.0296 | 1504.0333 | 322.1783 | 1263.2662 | 1953.7821
Methane | 2663.9902 | 2197.5884 | 1483.8996 | 974.2824 | 2496.2938 | 1815.1996 | 1328.1798
Liquids | 5188.8505 | 3869.0123 | 2071.6711 | 681.1079 | 4062.7447 | 2260.0372 | 1042.9311
Solids | 600.6551 | 312.1874 | 161.2936 | 9.5988 | 314.3934 | 165.2343 | 9.7083
Biomass | 850.1873 | 826.4894 | 764.4938 | 692.5514 | 889.0501 | 891.4101 | 867.6716
Others | 908.6504 | 1005.8054 | 946.1805 | 774.4898 | 883.891 | 778.3001 | 586.6525
Total | 12815.3895 | 11713.2908 | 10074.6153 | 8659.6897 | 12043.5945 | 10547.0923 | 9408.8234

## 4
Energy demand per sector energy and non-energy use (TWh)
| Reference | Distributed Energy |  |  | Global Ambition
|  | 2030 | 2040 | 2050 | 2030 | 2040 | 2050
Residential | 2845.9397 | 2377.9 | 2034.4 | 1758 | 2463.3268 | 2145.1494 | 1868.3547
Tertiary | 1517.7447 | 1409.7 | 1290.6 | 1161.7 | 1443.3042 | 1331.9674 | 1200.8705
Transport | 3923.386 | 3439.6849 | 2577.1241 | 2014.9172 | 3599.0087 | 2737.2587 | 2306.4264
Industry | 3674.5978 | 2738.9 | 2572.3 | 2328.8 | 2715.9 | 2586.7 | 2413.6
Agriculture | 369.1165 | 235.6 | 209.1 | 175.2 | 235.6 | 223.1 | 210.1
Energy_branch | 236.5561 | 395 | 305.9 | 218.9 | 395 | 326.7 | 258.3
Others | 5.0488 | 113.5 | 154.2 | 154.2 | 113.5 | 154.2 | 154.2
Non-energy use | 1026 | 1003 | 931 | 848 | 1078 | 1042 | 997
Total | 13598.3895 | 11713.2849 | 10074.6241 | 8659.7172 | 12043.6397 | 10547.0754 | 9408.8516
Total Energy use | 12572.3895 | 10710.2849 | 9143.6241 | 7811.7172 | 10965.6397 | 9505.0754 | 8411.8516

## 5
Final demand of biomass (TWh)
| Reference | Distributed Energy |  |  | Global Ambition
|  | 2030 | 2040 | 2050 | 2030 | 2040 | 2050
Residential | 511.8237 | 381.1617 | 311.5191 | 236.8771 | 416.285 | 383.4603 | 322.9208
Tertiary | 92.8444 | 78.8094 | 64.5739 | 52.672 | 85.703 | 75.061 | 64.7526
Industry | 269.7339 | 342.2093 | 364.5148 | 389.1749 | 362.7531 | 403.0311 | 449.2706
Agricuture | 21.1407 | 23.9922 | 23.7485 | 13.7843 | 23.9922 | 29.6856 | 30.6317
Energy Branch | 0.27765 | 0.3167 | 0.1376 | 0.043174 | 0.3167 | 0.17199 | 0.095942

## 6
EU-27 share of district heating
| Reference | Distributed Energy |  | Global Ambition
|  | 2030 | 2050 | 2030 | 2050
Methane | 3.335% | 3.357% | 4.066% | 3% | 3%
Hydrogen | 0.0185% | 0.1932% | 2.221% | 0% | 5%
Oil | 0.3755% | 0.1739% | 0% | 0% | 0%
Coal | 2.711% | 1.301% | 0.2404% | 1% | 0%
Biomass/waste | 2.493% | 3.026% | 3.652% | 3% | 4%
Electricity/Ambient heat | 0.6773% | 7.62% | 13.22% | 6% | 9%

## 7
EU-27 share of heat pumps
| Reference | Distributed Energy |  | Global Ambition
|  | 2030 | 2050 | 2030 | 2050
Hybrid heating | 1.326% | 4.425% | 8.403% | 7% | 15%
Electric heat pump (air source) | 7.441% | 15.47% | 30.78% | 13% | 27%
Electric heat pump (ground source) | 1.669% | 4.353% | 7.443% | 4% | 6%

## 8
Final electricity demand (TWh)
| Reference | National Trends |  | Distributed Energy |  |  | Global Ambition
|  | 2030 | 2040 | 2030 | 2040 | 2050 | 2030 | 2040 | 2050
Residential | 747.4937 |  |  | 841.1 | 881 | 878.3 | 816.2 | 859.7 | 857.8
Tertiary | 771.9095 |  |  | 786.1 | 774.4 | 759.1 | 782.2 | 771.3 | 752.4
Transport | 62.5269 |  |  | 234.4928 | 476.1021 | 760.6534 | 169.8494 | 376.2881 | 568.6792
Industry | 912.4726 |  |  | 1128.2 | 1195.3 | 1266.5 | 1084.2 | 1109.9 | 1156.4
Agriculture | 69.2872 |  |  | 48.4 | 66.6 | 91.2 | 48.4 | 52.6 | 56.3
Energy_branch | 25.4013 |  |  | 60.7 | 70.5 | 113.6 | 60.7 | 49.7 | 74.2
Others | 5.0488 |  |  | 113.5 | 154.2 | 154.2 | 113.5 | 154.2 | 154.2
Total | 2594.14 | 2769 | 3072 | 3212.4928 | 3618.1021 | 4023.5534 | 3075.0494 | 3373.6881 | 3619.9792

## 9
EU-27 share of transport technologies in total fleet
| Passenger cars |  |  |  | Heavy trucks
| DE |  | GA |  | DE |  | GA
| 2030 | 2050 | 2030 | 2050 | 2030 | 2050 | 2030 | 2050
BEV | 19.27% | 73.18% | 6.278% | 45.66% | 1.172% | 47.12% | 0.6806% | 13.16%
PHEV | 3.907% | 13.59% | 5.63% | 30.92% | 0% | 0% | 0% | 0%
Hybrid | 0% | 0% | 0% | 0% | 15.25% | 6.879% | 14.58% | 20.19%
FCEV | 1.679% | 11.16% | 2.835% | 18.09% | 2.425% | 28.19% | 3.17% | 38.32%
Methane | 2.795% | 1.445% | 2.768% | 3.519% | 6.006% | 15.31% | 8.361% | 18.43%
ICE | 72.35% | 0.6307% | 82.49% | 1.813% | 75.15% | 2.509% | 73.21% | 9.899%

## 10
Evolution of average final electricty demand (TWh) and peak (GW)
Year | Historical Data |  | National Trends |  | Global Ambition |  | Distributed Energy
| [TWh] | [GW] | [TWh] | [GW] | [TWh] | [GW] | [TWh] | [GW]
2015
2016 | 2709 | 434
2017 | 2736.2 | 437
2018 | 2745.1 | 445 | 2745.1
2025 |  |  | 2871 | 485
2030 |  |  | 2961 | 492 | 3255.6905 | 515.8681 | 3393.6698 | 537.3288
2040 |  |  | 3287 | 523 | 3586.3692 | 570.2733 | 3816.1593 | 604.2863
2050 |  |  |  |  | 3844.562 | 612.9815 | 4303.7912 | 656.5402

## 11
Methane demand per sector (TWh)
| Reference | National Trends |  |  | Global Ambition |  |  | Distributed Energy
|  | 2025 | 2030 | 2040 | 2030 | 2040 | 2050 | 2030 | 2040 | 2050
Residential&Tertiary | 1546.5963 | 1251.4656 | 1150.65 | 923.8852 | 1317.3 | 750.4 | 425.4 | 1166.6 | 745 | 454.7
Transport | 12.8521 | 89.5005 | 181.2596 | 198.7702 | 209.0039 | 318.1344 | 276.5133 | 182.9 | 264.2 | 212.1
Industry | 837.4618 | 1351.179 | 1338.4349 | 942.1963 | 611.2 | 389.4 | 249.7 | 529.3 | 222.3 | 85
Agriculture | 56.2967 | 0 | 0 | 0 | 31.4 | 30.6 | 26.7 | 31.4 | 30.6 | 26.7
Consump. Energy Branch | 50.779 | 0 | 0 | 0 | 94.3 | 68.7 | 40.9 | 94.3 | 68.7 | 40.9
Power Generation | 1109 | 884.05 | 1002.29 | 867.26 | 640.7 | 402 | 253 | 702.67 | 749 | 627
Non-energy use | 149 |  |  |  | 233 | 258 | 309 | 193 | 153 | 155
Total | 3761.9858 | 3576.195 | 3672.6346 | 2932.1118 | 3136.9039 | 2217.2344 | 1581.2133 | 2900.17 | 2232.8 | 1601.4
Total energy use | 3612.9858 | 3576.195 | 3672.6346 | 2932.1118 | 2903.9039 | 1959.2344 | 1272.2133 | 2707.17 | 2079.8 | 1446.4

## 12
Methane demand seasonality (gas seasons: summer 1 Apr – 30 Sept and winter 1 Oct – 31 Mar)
|  | Reference | National Trends |  |  | Global Ambition |  |  | Distributed Energy
|  | 2022 | 2025 | 2030 | 2040 | 2030 | 2040 | 2050 | 2030 | 2040 | 2050
Summer | Final demand | 998.0442 | 998.6082 | 997.036 | 776.2721 | 947.8919 | 693.6892 | 500.636 | 835.345 | 567.6904 | 365.824
Summer | G4P | 396.5038 | 327.9239 | 374.2288 | 348.1272 | 239.222 | 150.9813 | 95.2396 | 262.3585 | 281.4408 | 236.2784
Winter | Final demand | 1689.3008 | 1693.5369 | 1673.3086 | 1288.5797 | 1590.831 | 1151.4955 | 827.9138 | 1401.9453 | 942.3426 | 604.972
Winter | G4P | 671.1268 | 556.1252 | 628.0619 | 577.8768 | 401.4822 | 250.6227 | 157.5 | 440.3119 | 467.1802 | 390.7392

## 13
Methane demand in high demand cases (Peak, 2-Week cold spell, Dunkelflaute)
GWh/d | Reference | National Trends |  |  | Global Ambition |  |  | Distributed Energy
Methane | 2022 | 2025 | 2030 | 2040 | 2030 | 2040 | 2050 | 2030 | 2040 | 2050
Average | 10287.6043 | 9797.792 | 10062.0145 | 8033.1886 | 9533.2976 | 6155.5854 | 4332.2997 | 8842.1315 | 6188.0933 | 4377.5716
Peak | 25618.3516 | 25690.7174 | 26464.0975 | 22077.4359 | 25361.2071 | 17149.2548 | 10976.3759 | 23311.2153 | 16362.1483 | 11312.5154
2 Week | 21185.7076 | 21432.4876 | 20975.7441 | 17252.7413 | 19113.8853 | 12325.7495 | 8094.8156 | 17525.8336 | 12228.836 | 8256.2494
DF | 21353.9425 | 21633.4412 | 21277.6521 | 17646.9265 | 19408.8249 | 12767.4893 | 8304.4341 | 17794.2562 | 12585.1339 | 8552.421

## 14
Hydrogen demand per sector (TWh)
| Reference | National Trends |  |  | Global Ambition |  |  | Distributed Energy
|  | 2025 | 2030 | 2040 | 2030 | 2040 | 2050 | 2030 | 2040 | 2050
Residential&Tertiary | 0 | 0.97916 | 17.5995 | 41.3147 | 45.1 | 362.5 | 462.2 | 56.6 | 165.5 | 198.5
Transport | 0 | 5.1592 | 25.4567 | 90.9237 | 52.7384 | 386.551 | 715.3456 | 33.3204 | 300.1434 | 546.5604
Industry | 265 | 67.474 | 115.8 | 294.0091 | 119.3 | 314.2 | 452.3 | 106.9 | 333.4 | 405
Agriculture | 0 | 0 | 0 | 0 | 0 | 0 | 0 | 0 | 0 | 0
Consump. Energy Branch | 0 | 0 | 0 | 0 | 0 | 0 | 0 | 0 | 0 | 0
Power Generation | 0 | 0 | 6 | 45 | 0 | 226 | 477 | 0 | 210 | 240
Non-energy use | 0 |  |  |  | 105 | 200 | 324 | 93 | 230 | 354
Total | 265 | 73.6123 | 164.8562 | 471.2475 | 322.1384 | 1489.251 | 2430.8456 | 289.8204 | 1239.0434 | 1744.0604
Total energy use | 265 | 73.6123 | 164.8562 | 471.2475 | 217.1384 | 1289.251 | 2106.8456 | 196.8204 | 1009.0434 | 1390.0604

## 15
Hydrogen demand seasonality (gas seasons: summer 1 Apr – 30 Sept and winter 1 Oct – 31 Mar)
|  | Reference | National Trends |  |  | Global Ambition |  |  | Distributed Energy
|  | 2022 | 2025 | 2030 | 2040 | 2030 | 2040 | 2050 | 2030 | 2040 | 2050
Summer | Final demand | 24.3864 | 28.2386 | 63.2569 | 165.1355 | 120.2929 | 474.4122 | 734.9012 | 108.2071 | 386.6668 | 566.3246
Summer | G4P | 0 | 0 | 2.3652 | 17.4127 | 0 | 84.9637 | 179.7474 | 0 | 78.9486 | 90.4389
Winter | Final demand | 41.2767 | 47.8897 | 106.1629 | 274.1181 | 201.8855 | 787.5046 | 1215.3238 | 181.6021 | 641.8509 | 936.5446
Winter | G4P | 0 | 0 | 3.9695 | 28.9043 | 0 | 141.0363 | 297.2526 | 0 | 131.0514 | 149.5611

## 16
Hydrogen demand in high demand cases (Peak, 2-Week cold spell, Dunkelflaute)
GWh/d | Reference | National Trends |  |  | Global Ambition |  |  | Distributed Energy
Hydrogen | 2022 | 2025 | 2030 | 2040 | 2030 | 2040 | 2050 | 2030 | 2040 | 2050
Average | 179.8991 | 208.5706 | 481.5191 | 1330.3302 | 882.6803 | 4076.4843 | 6649.9313 | 793.9978 | 3393.1991 | 4774.9839
Peak | 208.042 | 235.8579 | 673.5821 | 2503.7741 | 1861.8562 | 10021.1324 | 15578.2919 | 1735.9596 | 7254.1827 | 9918.8225
2 Week | 204.1951 | 243.8313 | 639.4297 | 2274.8524 | 1509.1735 | 7510.8293 | 11512.3193 | 1390.7896 | 5784.1372 | 7885.9674
DF | 204.1951 | 243.9654 | 641.1973 | 2348.9403 | 1509.1735 | 7745.8085 | 11818.4961 | 1390.7896 | 5872.537 | 8006.9825

## 17
Energy demand in the transport sector (TWh)
Year | Scenario | Electricity | Hydrogen | Methane | Liquids
Reference |  | 62.5269 | 0 | 12.8521 | 3848.007
Distributed Energy | 2030 | 234.4928 | 33.3204 | 182.9045 | 2988.9673
| 2040 | 476.1021 | 300.1434 | 264.2403 | 1536.6384
| 2050 | 760.6534 | 546.5604 | 212.0542 | 495.6491
Global Ambition | 2030 | 169.8494 | 52.7384 | 209.0039 | 3167.417
| 2040 | 376.2881 | 386.551 | 318.1344 | 1656.2852
| 2050 | 568.6792 | 715.3456 | 276.5133 | 745.8882

## 18
Primary energy supply in the two COP21 scenarios
| Historic | Distributed Energy |  |  | Global Ambition
| 2015 | 2030 | 2040 | 2050 | 2030 | 2040 | 2050
Natural gas | 3375 | 2524.2588 | 1350.6917 | 41.9223 | 2831.3922 | 1413.0242 | 301.6693
Imported hydrogen | 0 | 24 | 238 | 358 | 29.256 | 500 | 901
Oil | 5685 | 3456.8364 | 1533.2593 | 108.08 | 3819.0058 | 1710.4361 | 108.08
Imported biofuels | 0 | 360.884 | 409.9793 | 360.4096 | 190.0066 | 462.9022 | 843.7822
Imported green methane | 0 | 0 | 138 | 534 | 0 | 205 | 467
Coal | 2632 | 753.0142 | 166.3731 | 15.7466 | 748.7824 | 166.1987 | 11.6185
Biomass | 1486 | 1911.0824 | 2351.1131 | 2558.2822 | 1828.4157 | 2267.7824 | 2467.887
Nuclear | 2331 | 1643.7839 | 829.1993 | 321.9936 | 1801.7944 | 1719.2679 | 1669.4554
Hydro (excl pumping) | 344 | 301.1342 | 394.8632 | 371.2646 | 297.9125 | 388.8598 | 366.9636
PV | 123 | 683 | 1293 | 1766 | 502 | 917 | 1168
Wind | 263 | 1421 | 2596 | 3394 | 1353 | 2221 | 2921
Other | 23 | 29.4617 | 29.7134 | 29.6065 | 28.9771 | 29.1295 | 29.0937
Total | 16262 | 13108.4555 | 11330.1924 | 9859.3054 | 13430.5427 | 12000.6009 | 11255.5497

## 19
Primary energy supply mix in the COP21 scenarios
| Historic | Distributed Energy |  |  | Global Ambition
| 2015 | 2030 | 2040 | 2050 | 2030 | 2040 | 2050
Natural gas | 20.75% | 19.26% | 11.92% | 0.4252% | 21.08% | 11.77% | 2.68%
Imported hydrogen | 0% | 0.1831% | 2.101% | 3.631% | 0.2178% | 4.166% | 8.005%
Oil | 34.96% | 26.37% | 13.53% | 1.096% | 28.44% | 14.25% | 0.9602%
Imported biofuels | 0% | 2.753% | 3.618% | 3.656% | 1.415% | 3.857% | 7.497%
Coal | 16.18% | 5.744% | 1.468% | 0.1597% | 5.575% | 1.385% | 0.1032%
Biomass | 9.138% | 14.58% | 20.75% | 25.95% | 13.61% | 18.9% | 21.93%
Nuclear | 14.33% | 12.54% | 7.318% | 3.266% | 13.42% | 14.33% | 14.83%
Hydro (excl pumping) | 2.115% | 2.297% | 3.485% | 3.766% | 2.218% | 3.24% | 3.26%
PV | 0.7564% | 5.21% | 11.41% | 17.91% | 3.738% | 7.641% | 10.38%
Wind | 1.617% | 10.84% | 22.91% | 34.42% | 10.07% | 18.51% | 25.95%
Other | 0.1414% | 0.2248% | 0.2622% | 0.3003% | 0.2158% | 0.2427% | 0.2585%
Imported green methane | 0% | 0% | 1.218% | 5.416% | 0% | 1.708% | 4.149%
Total | 100% | 100% | 100% | 100% | 100% | 100% | 100%

## 20
Share of fossil, low carbon and renewable energy
Energy supply mix (%) | Historic | Distributed Energy |  |  | Global Ambition
| 2015 | 2030 | 2040 | 2050 | 2030 | 2040 | 2050
Fossil fuel | 72.04% | 51.6% | 27.18% | 1.981% | 55.31% | 27.66% | 4.002%
Low carbon | 14.33% | 12.72% | 7.53% | 3.266% | 13.62% | 15.15% | 16.18%
Renewable | 13.63% | 35.68% | 65.29% | 94.75% | 31.07% | 57.19% | 79.82%

## 21
Biomass supply and utilisation
Biomass supply (TWh) |  | Distributed Energy |  |  | Global Ambition
| Current | 2030 | 2040 | 2050 | 2030 | 2040 | 2050
Final demand | 884.5773 | 826.4894 | 764.4938 | 692.5514 | 889.0501 | 891.4101 | 867.6716
For biofuels | 0 | 140 | 127.2727 | 118.5714 | 125 | 151.5152 | 142.8571
For biomethane | 163.2812 | 646.25 | 1142.9456 | 1444.3149 | 525.2598 | 920.0663 | 1156.5695
For electricity | 230 | 298.343 | 316.401 | 302.8445 | 289.1058 | 304.7909 | 300.7888

## 22
Electricy demand for final use and electrolysis (TWh)
Scenario (TWh) | Year | Final demand (inc. T&D losses, excl. Storage losses) | Demand from network-connected electrolyser | Demand from offgrid electrolyser
Historic | 2018 | 2745 | 0
National Trends | 2025 | 2871 | 0
| 2030 | 2961 | 75
| 2040 | 3287 | 288
Distributed Energy | 2030 | 3393.6698 | 156.2716 | -
| 2040 | 3816.1593 | 1312.2787 | 133
| 2050 | 4303.7912 | 1799.9926 | 346
Global Ambition | 2030 | 3255.6905 | 156.2716 | -
| 2040 | 3586.3692 | 900.5733 | 29
| 2050 | 3844.562 | 1547.0203 | 139

## 23
Share of electricity covered by low carbon sources
Year | Scenario | Wind and solar | Other RES | Nuclear
National Trends | 2025 | 31.41% | 16.54% | 21.71%
| 2030 | 46.41% | 17.8% | 17.19%
| 2040 | 59.89% | 16.34% | 12.25%
Distributed Energy | 2030 | 57.16% | 13.93% | 14.74%
| 2040 | 73.33% | 15.74% | 5.16%
| 2050 | 81.65% | 15.63% | 1.681%
Global Ambition | 2030 | 53.88% | 14.23% | 17.27%
| 2040 | 67.5% | 15.59% | 12.21%
| 2050 | 72.82% | 15.29% | 9.811%

## 24
Power capacity mix (GW)
Scenario (EU27 - GW) | Year | Wind Onshore | Wind Offshore | Solar | Biofuels | Small Scale RES | Hydro and pumped storage | Nuclear | Coal + Other fossil | Oil | Methane | CHP and Small Thermal | Hydrogen | Battery | Demand shedding
National Trends | 2025 | 228 | 25 | 221 |  | 24 | 157 | 93 | 73 | 6 | 159 | 56 |  | 7 | 14
| 2030 | 279.911 | 72.704 | 353.674 | 7.376 | 32.611 | 169 | 87.311 | 44.965 | 4.962 | 161.208 | 45.622 | 0 | 22 | 20.259
| 2040 | 348.991 | 160.176 | 515.461 | 2.909 | 35.2 | 175 | 78.459 | 10.044 | 3.001 | 165.2553 | 42.036 | 8.6976 | 41 | 30.886
Distributed Energy | 2030 | 395 | 95 | 592 | 9.9779 | 31.3851 | 168.4629 | 77.0512 | 24.2271 | 5.3833 | 178.4858 | 36.6968 | 0 | 97.0602 | 20.2571
| 2040 | 671 | 203 | 1183 | 3.1045 | 34.1523 | 173.4221 | 45.3786 | 0 | 3.1334 | 232.6254 | 33.5746 | 65.2221 | 173.4659 | 30.8428
| 2050 | 857 | 301 | 1644 | 2.1072 | 34.3123 | 173.4221 | 18.7926 | 0 | 1.2642 | 249.2856 | 33.3901 | 95.4203 | 237.6105 | 34.8524
Global Ambition | 2030 | 327 | 125 | 437 | 9.9779 | 31.3851 | 168.4629 | 97.2655 | 24.2271 | 5.3833 | 163.5296 | 36.6968 | 0 | 61.7567 | 20.2571
| 2040 | 450 | 256 | 843 | 3.1045 | 34.1523 | 173.4221 | 97.4526 | 0 | 3.1334 | 113.9642 | 33.5746 | 64.0694 | 105.6907 | 30.8428
| 2050 | 566 | 342 | 1051 | 2.1072 | 34.3123 | 173.4221 | 85.86 | 0 | 1.2642 | 63.0364 | 33.3901 | 118.8472 | 137.5264 | 30.8428
Note on E4: [Opmerkingenthread] U kunt deze opmerkingenthread lezen in uw versie van Excel. Eventuele wijzigingen aan de thread gaan echter verloren als het bestand wordt geopend in een nieuwere versie van Excel. Meer informatie: https://go.microsoft.com/fwlink/?linkid=870924 Opmerking: it seems we dont have enough wind offshore differentiation
Note on F4: [Opmerkingenthread] U kunt deze opmerkingenthread lezen in uw versie van Excel. Eventuele wijzigingen aan de thread gaan echter verloren als het bestand wordt geopend in een nieuwere versie van Excel. Meer informatie: https://go.microsoft.com/fwlink/?linkid=870924 Opmerking: we can show the breakdown of solar

## 25
Power generation mix (TWh)
Scenario (EU27 - TWh) | Year | Wind Onshore | Wind Offshore | Solar | Biofuels | Small Scale RES | Hydro and pumped storage | Nuclear | Coal + Other fossil | Oil | Methane | CHP and Small Thermal | Hydrogen | Battery | Demand shedding | V2G | Total without storage | PS Closed | PS Open | share of renewable CH4 | share of renewable H2 | CH4 including CHP/Small thermal | H2 including CHP/Small thermal
National Trends | 2025 | 530 | 104 | 253 | 0 | 112 | 349 | 613 | 270 | 5 | 376 | 212 | 0 | 3.7 | 0 | 0 | 2824 |  |  | 1.644% | 7.614%
| 2030 | 694.9526 | 312.8598 | 422.6316 | 29.3497 | 151.8196 | 393 | 529.8962 | 67.3593 | 2.5313 | 355.7172 | 160.6338 | 0 | 19.5634 | 1.8764 | 0 | 3081.8662 | 38.8849 | 34.8838 | 3.694% | 45.28%
| 2040 | 912.6834 | 690.0935 | 610.7966 | 9.2279 | 167.3873 | 428 | 452.6091 | 24.0571 | 2.6308 | 292.7562 | 144.9442 | 15.4082 | 35.6249 | 3.8083 | 0 | 3695.7736 | 54.8208 | 46.2079 | 14% | 86%
Distributed Energy | 2030 | 1010 | 411 | 683 | 14.9413 | 146.9456 | 325.2014 | 542.4487 | 170.5134 | 0.25105 | 263.5075 | 137.2261 | 0 | 25.6169 | 1.3015 | 144.3908 | 3680.9678 | 24.0672 | 33.7425 | 12.97% | 30.66% | 383.5238 | 0
| 2040 | 1725 | 871 | 1293 | 11.734 | 162.8013 | 428.6946 | 273.6358 | 0 | 0.20409 | 342.7357 | 132.0095 | 96.0941 | 102.6382 | 36.2691 | 323.4273 | 5303.0778 | 33.8314 | 41.1028 | 39% | 83% | 443.6258 | 110.9064
| 2050 | 2125 | 1269 | 1766 | 6.8596 | 162.2128 | 408.7191 | 106.2579 | 0 | 0 | 278.6273 | 127.1052 | 106.6516 | 187.8725 | 28.9342 | 296.7365 | 6320.006 | 36.4276 | 47.7703 | 85% | 97.62% | 297.6268 | 198.4179
Global Ambition | 2030 | 820 | 533 | 502 | 12.0996 | 145.6153 | 324.9041 | 594.5921 | 169.5071 | 0.10556 | 232.52 | 135.6125 | 0 | 19.0913 | 1.0907 | 39.7422 | 3442.9647 | 26.9916 | 31.3485 | 9.755% | 20% | 350.927 | 0
| 2040 | 1148 | 1073 | 917 | 8.8086 | 159.8345 | 420.8412 | 567.3584 | 0 | 0.0020338 | 167.184 | 124.5268 | 93.989 | 51.8723 | 9.7532 | 151.9751 | 4648.5631 | 31.9814 | 38.1427 | 36% | 71.8% | 279.0946 | 93.0315
| 2050 | 1476 | 1445 | 1168 | 7.5462 | 160.7843 | 397.3658 | 550.9203 | 0 | 0.022723 | 109.2519 | 124.6621 | 205.9808 | 94.9386 | 24.3511 | 144.2637 | 5615.1318 | 30.4022 | 42.2314 | 71% | 81% | 212.8333 | 212.8333

## 26-27
Evolution of methane and hydrogen fired power generation
Year | Scenario | Capacity (GW) |  |  | Generation (TWh) | Full load hours
National Trends | 2025 | 159 | 0 | 0 | 376 | 2364.7799
| 2030 | 161.208 | 0 | 0 | 355.7172 | 2206.5728
| 2040 | 173.953 | 0 | 0 | 308.1645 | 1771.5387
Distributed Energy | 2030 | 178.4858 | 0 | 0 | 263.5075 | 1476.3497
| 2040 | 297.8475 | 0 | 0 | 438.8298 | 1473.3374
| 2050 | 344.7059 | 0 | 0 | 385.2789 | 1117.7032
Global Ambition | 2030 | 163.5296 | 0 | 0 | 232.52 | 1421.8829
| 2040 | 178.0336 | 0 | 0 | 261.173 | 1466.9865
| 2050 | 181.8836 | 0 | 0 | 315.2326 | 1733.1556

## 28
Use of main flexibility sources (TWh)
Scenario (EU27 - TWh) | Year | Peaking units | Hydro Pump storage | Demand shedding | Battery | Utility-scale battery | Prosumer battery | V2G
National Trends | 2025 | 8.3 |  | 0.04 | 3.7
| 2030 | 8.4066 | 73.7686 | 1.8764 | 19.5634
| 2040 | 9.4312 | 101.0287 | 3.8083 | 35.6249
Distributed Energy | 2030 | 5.0793 | 57.8097 | 1.3015 | 25.6169 | 16.7378 | 8.8791 | 144.3908
| 2040 | 35.6914 | 74.9341 | 36.2691 | 102.6382 | 46.9328 | 55.7055 | 323.4273
| 2050 | 42.2553 | 84.1979 | 28.9342 | 187.8725 | 93.9826 | 93.8899 | 296.7365
Global Ambition | 2030 | 2.6537 | 58.3401 | 1.0907 | 19.0913 | 13.9464 | 5.1449 | 39.7422
| 2040 | 27.6684 | 70.1241 | 9.7532 | 51.8723 | 34.0985 | 17.7738 | 151.9751
| 2050 | 21.1562 | 72.6335 | 24.3511 | 94.9386 | 62.5488 | 32.3897 | 144.2637

## 29a
Node | Onshore Wind | Offshore Wind | Solar | Hydro | Nuclear | Coal&Lignite&Oil | Methane&Hydrogen | Other RES | Biofuels | DSR | Battery
1995-01-01 | 419.8618 | 245.9757 | 0 | 64.4581 | 0 | 1.7576 | 6.9747 | 19.031 | 0 | 0 | 2.8519 | Dunkelflaute (highest residual demand on 2 weeks - residual demand = demand - solar&wind) | Highest demand
1995-01-01 01:00 | 415.6627 | 244.0167 | 0 | 42.5981 | 0 | 1.7579 | 7.0062 | 18.9833 | 0 | 0 | 0 | 7-21 December | 5/01/1995 - 18/01/1995
1995-01-01 02:00 | 406.4468 | 243.4025 | 0 | 64.3527 | 0 | 1.758 | 6.7473 | 18.7964 | 0 | 0 | 0
1995-01-01 03:00 | 396.1384 | 240.7263 | 0 | 48.4405 | 0 | 1.758 | 6.7461 | 18.7165 | 0 | 0 | 0.022632
1995-01-01 04:00 | 354.9939 | 242.3072 | 0 | 48.5684 | 0 | 1.7141 | 6.935 | 18.9545 | 0 | 0 | 0.1042
1995-01-01 05:00 | 344.8237 | 244.3897 | 0 | 61.7864 | 0 | 1.7086 | 6.8208 | 18.77 | 0 | 0 | 0.40603
1995-01-01 06:00 | 374.7577 | 249.0065 | 0.28143 | 48.532 | 0 | 1.7084 | 6.8729 | 18.9946 | 0 | 0 | 3.7103
1995-01-01 07:00 | 352.5144 | 244.2542 | 7.9717 | 52.5925 | 0 | 1.7082 | 6.9877 | 18.8101 | 0 | 0 | 7.6859
1995-01-01 08:00 | 381.0073 | 244.8853 | 54.1872 | 63.4783 | 0 | 1.7127 | 7.1602 | 18.8786 | 0 | 0 | 7.3997
1995-01-01 09:00 | 363.5827 | 237.4795 | 156.58 | 49.4947 | 0 | 1.7133 | 7.2751 | 18.8288 | 0 | 0 | 1.431
1995-01-01 10:00 | 298.8204 | 245.9382 | 264.4525 | 52.8133 | 0 | 1.7141 | 7.5341 | 19.0683 | 0 | 0 | 2.7576
1995-01-01 11:00 | 329.3973 | 244.0176 | 308.6963 | 59.9625 | 0 | 1.6985 | 7.417 | 18.9692 | 0 | 0 | 2.5012
1995-01-01 12:00 | 384.3479 | 244.2167 | 338.8687 | 47.4036 | 0 | 1.7 | 7.4485 | 19.0251 | 0 | 0 | 2.7508
1995-01-01 13:00 | 308.0542 | 239.9662 | 283.9221 | 55.3703 | 0 | 1.6998 | 7.219 | 18.7386 | 0 | 0 | 2.2054
1995-01-01 14:00 | 312.4962 | 236.7248 | 212.406 | 58.2038 | 0 | 1.6998 | 7.3031 | 18.8343 | 0 | 0 | 2.8855
1995-01-01 15:00 | 354.3538 | 232.4714 | 102.5996 | 61.9347 | 0 | 1.6987 | 7.3462 | 18.9316 | 0 | 0 | 4.9263
1995-01-01 16:00 | 398.2635 | 218.3483 | 27.5505 | 59.1239 | 0 | 1.6994 | 7.583 | 19.1523 | 0 | 0 | 12.4705
1995-01-01 17:00 | 415.2135 | 215.491 | 0.59896 | 59.741 | 0 | 1.6988 | 7.7322 | 19.1514 | 0 | 0 | 15.2759
1995-01-01 18:00 | 423.0921 | 220.1227 | 0 | 62.4095 | 0 | 1.6949 | 7.7861 | 19.3399 | 0 | 0 | 17.4625
1995-01-01 19:00 | 417.2709 | 221.0154 | 0 | 48.6813 | 0 | 1.6938 | 7.5878 | 19.0251 | 0 | 0 | 14.2988
1995-01-01 20:00 | 407.1655 | 232.0484 | 0 | 52.5923 | 0 | 1.6785 | 7.5294 | 18.983 | 0 | 0 | 15.9028
1995-01-01 21:00 | 379.8588 | 229.7801 | 0 | 56.9645 | 0 | 1.6779 | 7.5216 | 19.0171 | 0 | 0 | 5.9703
1995-01-01 22:00 | 412.7674 | 229.4698 | 0 | 48.7449 | 0 | 1.678 | 7.4659 | 19.0749 | 0 | 0 | 5.1469
1995-01-01 23:00 | 374.4495 | 226.3101 | 0 | 54.4683 | 0 | 1.6779 | 7.3687 | 18.9973 | 0 | 0 | 3.4462
1995-01-02 | 485.0428 | 230.2077 | 0 | 67.7103 | 17.1926 | 1.6767 | 25.6554 | 19.2446 | 0.11941 | 0 | 1.5583
1995-01-02 01:00 | 485.0009 | 223.0449 | 0 | 66.6542 | 17.1926 | 1.6635 | 21.7629 | 19.1892 | 0.11941 | 0 | 0.48544
1995-01-02 02:00 | 483.5369 | 221.2189 | 0 | 57.5236 | 17.1926 | 1.6631 | 18.2826 | 19.1871 | 0.13066 | 0 | 1.0347
1995-01-02 03:00 | 486.7349 | 219.9497 | 0 | 49.2714 | 17.1926 | 1.6621 | 18.2863 | 19.1333 | 0.13066 | 0 | 0.46458 | Summer
1995-01-02 04:00 | 484.0497 | 217.3641 | 0 | 45.5824 | 17.1926 | 1.6609 | 18.3155 | 19.1554 | 0.13066 | 0 | 0.14634 | 25 June - 8 July
1995-01-02 05:00 | 484.4406 | 214.8911 | 0 | 48.4258 | 17.1926 | 1.6597 | 18.5587 | 19.2099 | 0.13066 | 0 | 1.6567
1995-01-02 06:00 | 471.5953 | 216.6485 | 0.39769 | 60.33 | 17.1926 | 1.6591 | 18.693 | 19.2454 | 0.13066 | 0 | 12.498
1995-01-02 07:00 | 474.1997 | 215.3869 | 11.8863 | 63.758 | 17.1926 | 1.6588 | 18.9072 | 19.307 | 0.13066 | 0 | 19.0434
1995-01-02 08:00 | 441.7882 | 217.9622 | 98.7984 | 61.1016 | 17.1926 | 1.659 | 19.0226 | 19.3922 | 0.13066 | 0 | 6.3548
1995-01-02 09:00 | 416.7225 | 211.4716 | 260.7847 | 63.8284 | 17.1926 | 1.6591 | 19.0757 | 19.3573 | 0.13066 | 0 | 4.1071
1995-01-02 10:00 | 406.8594 | 211.3942 | 367.5627 | 60.7685 | 17.1926 | 1.6593 | 19.0825 | 19.3199 | 0.13066 | 0 | 1.0079
1995-01-02 11:00 | 393.7424 | 211.0845 | 456.2736 | 63.2336 | 17.1926 | 1.6599 | 19.04 | 19.2818 | 0.13066 | 0 | 0.94161
1995-01-02 12:00 | 345.613 | 208.9292 | 491.2828 | 62.8971 | 17.1926 | 1.6603 | 19.0178 | 19.2782 | 0.13066 | 0 | 1.6275
1995-01-02 13:00 | 388.8949 | 208.5998 | 412.0844 | 57.7263 | 17.1926 | 1.6605 | 19.0159 | 19.2614 | 0.13066 | 0 | 3.6157
1995-01-02 14:00 | 378.8296 | 219.7663 | 299.7698 | 61.6914 | 17.1926 | 1.6606 | 19.0295 | 19.3127 | 0.13066 | 0 | 5.6833
1995-01-02 15:00 | 387.4289 | 224.8676 | 153.4797 | 64.7197 | 17.1926 | 1.6601 | 19.2934 | 19.4065 | 0.13066 | 0 | 21.1734
1995-01-02 16:00 | 385.7594 | 232.1228 | 52.8609 | 61.709 | 17.1926 | 1.6596 | 29.7221 | 19.4837 | 0.13066 | 0 | 32.669
1995-01-02 17:00 | 389.8545 | 233.2727 | 1.2676 | 66.6874 | 17.1926 | 1.6592 | 19.4401 | 19.534 | 0.13066 | 0 | 33.1423
1995-01-02 18:00 | 388.9391 | 233.0598 | 0 | 62.1163 | 17.1926 | 1.659 | 19.3986 | 19.3956 | 0.13066 | 0 | 33.7269
1995-01-02 19:00 | 389.8151 | 228.038 | 0 | 60.8507 | 17.1926 | 1.6588 | 19.4558 | 19.3936 | 0.13066 | 0 | 33.8228
1995-01-02 20:00 | 381.8848 | 225.6662 | 0 | 63.2908 | 17.1926 | 1.6591 | 19.3805 | 19.3011 | 0.13066 | 0 | 24.3513
1995-01-02 21:00 | 373.9082 | 215.4592 | 0 | 62.0934 | 17.1926 | 1.6799 | 19.7073 | 19.2395 | 0.13066 | 0 | 16.6799
1995-01-02 22:00 | 355.9573 | 195.9627 | 0 | 62.6439 | 17.1926 | 1.6994 | 25.0699 | 19.2151 | 0.13066 | 0 | 18.2268
1995-01-02 23:00 | 345.5841 | 175.3082 | 0 | 73.3209 | 17.1926 | 1.6989 | 20.5423 | 19.2072 | 0.13066 | 0 | 30.691
1995-01-03 | 334.9547 | 158.3213 | 0 | 84.2291 | 17.1926 | 1.7239 | 57.3716 | 19.1791 | 0.59223 | 2.0494 | 19.1025
1995-01-03 01:00 | 319.3192 | 138.214 | 0 | 79.0597 | 17.1926 | 1.7238 | 53.958 | 19.1343 | 0.59223 | 2.0494 | 8.751
1995-01-03 02:00 | 308.4786 | 126.6316 | 0 | 78.0162 | 17.1926 | 1.7236 | 53.8364 | 19.143 | 0.59223 | 2.0494 | 30.9718
1995-01-03 03:00 | 299.8623 | 116.5095 | 0 | 76.4914 | 17.1926 | 1.723 | 54.3991 | 19.1503 | 0.64001 | 2.0494 | 6.9322
1995-01-03 04:00 | 295.8024 | 105.9704 | 0 | 63.088 | 17.1926 | 1.6912 | 53.2041 | 19.1427 | 0.73863 | 2.0494 | 8.8374
1995-01-03 05:00 | 287.876 | 97.9538 | 0 | 57.9247 | 17.1926 | 1.6681 | 57.8102 | 19.3247 | 0.75955 | 2.0295 | 11.7185
1995-01-03 06:00 | 281.9 | 90.6911 | 0.36618 | 58.4552 | 17.1926 | 1.6592 | 63.8488 | 19.3791 | 0.75955 | 2.0295 | 20.7932
1995-01-03 07:00 | 277.7906 | 88.6429 | 13.1903 | 76.5054 | 17.1926 | 1.6585 | 78.5408 | 19.4053 | 0.75955 | 2.0548 | 41.4741
1995-01-03 08:00 | 268.8028 | 83.7599 | 104.0986 | 74.6491 | 17.1926 | 1.6586 | 66.5828 | 19.4193 | 0.75955 | 2.0295 | 25.7096
1995-01-03 09:00 | 243.8233 | 84.5877 | 300.189 | 62.2213 | 15.81 | 1.6592 | 53.1437 | 19.3717 | 0.75955 | 1.9509 | 0.36916
1995-01-03 10:00 | 234.4578 | 80.6342 | 454.0318 | 58.605 | 15.81 | 1.6604 | 30.8022 | 19.3515 | 0.75955 | 0.22148 | 0
1995-01-03 11:00 | 218.8209 | 85.3277 | 524.1821 | 47.7383 | 15.81 | 1.6616 | 30.6971 | 19.332 | 0.60808 | 0.22148 | 0
1995-01-03 12:00 | 209.0076 | 84.5299 | 528.5341 | 50.124 | 15.81 | 1.6628 | 32.1405 | 19.3204 | 0.60808 | 0.22148 | 0
1995-01-03 13:00 | 214.6007 | 83.8808 | 457.3454 | 54.6183 | 15.81 | 1.6628 | 48.1784 | 19.3237 | 0.76551 | 0.22148 | 0.09129
1995-01-03 14:00 | 216.8916 | 85.9157 | 328.6507 | 65.6552 | 15.81 | 1.6634 | 59.1516 | 19.3486 | 0.78642 | 3.6007 | 5.2243
1995-01-03 15:00 | 223.9811 | 86.0576 | 154.5284 | 66.9262 | 15.81 | 1.6611 | 71.2059 | 19.487 | 0.78642 | 3.597 | 40.6589
1995-01-03 16:00 | 232.1924 | 88.4661 | 39.4971 | 80.0769 | 15.81 | 1.6601 | 91.1994 | 19.5168 | 0.76427 | 5.405 | 57.1391
1995-01-03 17:00 | 236.4728 | 90.4334 | 0.88848 | 80.7757 | 15.81 | 1.6597 | 95.3004 | 19.6653 | 0.78642 | 5.405 | 50.5345
1995-01-03 18:00 | 240.9957 | 94.1342 | 0 | 78.5777 | 15.81 | 1.6617 | 87.0512 | 19.7243 | 0.78642 | 5.405 | 60.1259
1995-01-03 19:00 | 247.2003 | 95.3893 | 0 | 74.1229 | 15.81 | 1.6616 | 86.2695 | 19.7356 | 0.78642 | 5.405 | 87.5109
1995-01-03 20:00 | 250.1349 | 97.0239 | 0 | 79.3968 | 15.81 | 1.6617 | 89.0458 | 19.7063 | 0.78642 | 5.4478 | 63.653
1995-01-03 21:00 | 253.3026 | 99.1191 | 0 | 84.7178 | 15.81 | 1.697 | 86.0232 | 19.5755 | 0.74868 | 5.405 | 45.4762
1995-01-03 22:00 | 257.7348 | 104.1227 | 0 | 76.0697 | 15.81 | 1.7279 | 89.4156 | 19.5499 | 0.77083 | 5.6834 | 40.4632
1995-01-03 23:00 | 257.0154 | 104.447 | 0 | 73.432 | 15.81 | 3.3751 | 89.68 | 19.4706 | 0.77083 | 5.704 | 70.3796
1995-01-04 | 247.8264 | 108.161 | 0 | 94.0887 | 15.81 | 1.7277 | 72.7077 | 19.3929 | 0.72983 | 0.2563 | 51.4925
1995-01-04 01:00 | 244.2981 | 110.1103 | 0 | 93.2934 | 15.81 | 1.7273 | 69.0448 | 19.3899 | 0.72983 | 0.23335 | 35.2009
1995-01-04 02:00 | 246.1269 | 115.1118 | 0 | 94.504 | 15.81 | 1.727 | 56.1738 | 19.4116 | 0.72983 | 0.23283 | 28.4784
1995-01-04 03:00 | 248.8898 | 121.6907 | 0 | 87.9654 | 15.81 | 1.582 | 50.0537 | 19.3969 | 0.41973 | 0.25557 | 15.7699
1995-01-04 04:00 | 250.1702 | 125.8016 | 0 | 72.1089 | 15.81 | 1.5926 | 43.9542 | 19.4096 | 0.44064 | 0.24095 | 9.2127
1995-01-04 05:00 | 250.3101 | 129.8657 | 0 | 73.0263 | 15.81 | 1.5612 | 47.2579 | 19.4308 | 0.41973 | 0.23812 | 7.0226
1995-01-04 06:00 | 255.1089 | 137.2657 | 0.35803 | 73.1576 | 15.81 | 1.5439 | 47.7551 | 19.4359 | 0.41973 | 0.24833 | 7.8714
1995-01-04 07:00 | 259.2304 | 149.6617 | 9.1377 | 84.848 | 15.81 | 1.5423 | 44.1179 | 19.5098 | 0.69085 | 0.27001 | 54.8485
1995-01-04 08:00 | 262.3223 | 149.7101 | 114.6375 | 77.1721 | 15.81 | 1.5442 | 50.0506 | 19.6252 | 0.53406 | 0.27104 | 19.206
1995-01-04 09:00 | 257.4741 | 158.3126 | 316.6477 | 62.5697 | 15.81 | 1.5451 | 38.0122 | 19.6397 | 0.26826 | 0.25886 | 0.07
1995-01-04 10:00 | 247.1165 | 155.4136 | 462.5109 | 51.5501 | 1.9836 | 1.5463 | 21.4637 | 19.615 | 0.17965 | 0.21612 | 0.39846
1995-01-04 11:00 | 230.2958 | 153.6414 | 537.6698 | 37.2518 | 1.9836 | 1.5474 | 23.5732 | 19.6269 | 0.10094 | 0.0033508 | 0.07
1995-01-04 12:00 | 211.8887 | 156.1597 | 544.2275 | 44.8809 | 1.9836 | 1.5486 | 25.0383 | 19.6818 | 0.10145 | 0.033463 | 0.15773
1995-01-04 13:00 | 230.3951 | 160.3628 | 470.0603 | 47.1982 | 1.9836 | 1.5487 | 26.2249 | 19.6711 | 0.26826 | 0.042322 | 1.8986
1995-01-04 14:00 | 257.958 | 165.6159 | 347.0668 | 60.5501 | 1.9836 | 1.5494 | 28.4034 | 19.6523 | 0.24734 | 0.22528 | 6.2971
1995-01-04 15:00 | 279.7435 | 171.3561 | 159.6114 | 68.9119 | 15.81 | 1.5326 | 28.4638 | 19.7516 | 0.24734 | 0.24476 | 42.0167
1995-01-04 16:00 | 293.4897 | 176.7109 | 39.6132 | 87.9823 | 15.81 | 1.5321 | 42.8244 | 19.8057 | 0.24734 | 0.25457 | 49.1038
1995-01-04 17:00 | 312.6522 | 180.4924 | 1.469 | 72.3678 | 15.81 | 1.5321 | 26.8302 | 19.8654 | 0.24734 | 0.23559 | 43.4779
1995-01-04 18:00 | 323.7039 | 191.3437 | 0 | 72.7211 | 15.81 | 1.5318 | 25.6877 | 19.864 | 0.23068 | 0.24688 | 40.1538
1995-01-04 19:00 | 326.5489 | 201.2329 | 0 | 83.8381 | 15.81 | 1.5314 | 27.4276 | 19.9544 | 0.23068 | 0.26321 | 30.4952
1995-01-04 20:00 | 332.88 | 207.0041 | 0 | 66.862 | 15.81 | 1.5468 | 36.2763 | 19.8203 | 0.084275 | 0.04382 | 24.8957
1995-01-04 21:00 | 338.7165 | 208.7094 | 0 | 58.4133 | 15.81 | 1.5754 | 28.17 | 19.8281 | 0.084275 | 0.049692 | 33.6505
1995-01-04 22:00 | 332.1086 | 208.5633 | 0 | 72.8644 | 15.81 | 1.5756 | 33.4595 | 19.7865 | 0.084275 | 0.027911 | 16.472
1995-01-04 23:00 | 338.0011 | 206.4688 | 0 | 72.2789 | 15.81 | 1.5755 | 29.2784 | 19.6539 | 0.21501 | 0.043918 | 40.7916
1995-01-05 | 331.884 | 207.6071 | 0 | 80.6575 | 15.81 | 1.5753 | 54.242 | 19.7331 | 0.43097 | 0.27415 | 11.0037
1995-01-05 01:00 | 320.2677 | 211.7177 | 0 | 66.2615 | 15.81 | 1.5749 | 47.2955 | 19.6912 | 0.58054 | 0.25258 | 25.9196
1995-01-05 02:00 | 317.373 | 218.2112 | 0 | 68.3949 | 15.81 | 1.5745 | 41.5302 | 19.7111 | 0.58054 | 0.25209 | 5.2733
1995-01-05 03:00 | 313.1551 | 220.6394 | 0 | 54.8469 | 15.81 | 1.5735 | 39.9606 | 19.6847 | 0.40194 | 0.25781 | 7.6027
1995-01-05 04:00 | 318.3687 | 222.2489 | 0 | 63.5722 | 15.81 | 1.5724 | 39.9425 | 19.666 | 0.40194 | 0.24407 | 2.8336
1995-01-05 05:00 | 327.1373 | 223.6687 | 0 | 49.0021 | 15.81 | 1.5316 | 40.6673 | 19.6627 | 0.40194 | 0.24141 | 1.3967
1995-01-05 06:00 | 322.5861 | 225.4955 | 0.45671 | 56.8609 | 15.81 | 1.5245 | 40.7135 | 19.747 | 0.40194 | 0.251 | 6.1309
1995-01-05 07:00 | 334.9684 | 230.6035 | 10.2822 | 71.2822 | 15.81 | 1.5208 | 41.1289 | 19.8015 | 0.42409 | 0.28703 | 22.3573
1995-01-05 08:00 | 333.4855 | 236.2249 | 100.7873 | 65.1803 | 15.81 | 1.5203 | 34.6965 | 19.8397 | 0.44624 | 0.22577 | 12.8688
1995-01-05 09:00 | 314.9912 | 235.8577 | 286.8541 | 48.0463 | 10.7421 | 1.5209 | 28.6813 | 19.893 | 0.11399 | 0.22577 | 0
1995-01-05 10:00 | 298.7068 | 239.1792 | 423.347 | 35.6545 | 1.9836 | 1.522 | 28.5583 | 19.7687 | 0.11399 | 0.22577 | 2.5651
1995-01-05 11:00 | 286.4388 | 234.2963 | 496.2184 | 36.0769 | 1.9836 | 1.5231 | 27.9969 | 19.5563 | 0.11399 | 0.22577 | 0
1995-01-05 12:00 | 271.9827 | 230.7414 | 491.5398 | 30.5246 | 1.9836 | 1.5243 | 27.5359 | 19.5006 | 0.11399 | 0.22577 | 0.32433
1995-01-05 13:00 | 256.6532 | 229.7559 | 423.1799 | 41.8353 | 1.9836 | 1.5244 | 28.4409 | 19.7005 | 0.11399 | 0.22577 | 0.28333
1995-01-05 14:00 | 280.4587 | 231.3677 | 280.8385 | 50.6616 | 15.6513 | 1.5272 | 28.3278 | 19.5332 | 0.11399 | 0.22577 | 0.87967
1995-01-05 15:00 | 310.4222 | 232.8565 | 120.4368 | 68.7807 | 15.81 | 1.5271 | 38.8407 | 19.8413 | 0.44624 | 0.24142 | 3.4451
1995-01-05 16:00 | 347.1184 | 237.9681 | 22.7164 | 68.3787 | 15.81 | 1.5266 | 48.9096 | 19.9945 | 0.44624 | 0.28795 | 19.6915
1995-01-05 17:00 | 367.8612 | 242.0844 | 0.65261 | 67.547 | 15.81 | 1.5435 | 43.1193 | 20.0127 | 0.44624 | 0.28795 | 10.85
1995-01-05 18:00 | 375.9172 | 245.3322 | 0 | 64.0597 | 15.81 | 1.5402 | 44.1112 | 20.0378 | 0.46291 | 0.28826 | 16.1779
1995-01-05 19:00 | 381.4532 | 246.7006 | 0 | 58.9268 | 15.81 | 1.5403 | 44.0751 | 20.0286 | 0.46291 | 0.28826 | 18.6769
1995-01-05 20:00 | 383.2058 | 246.1153 | 0 | 60.0801 | 15.81 | 1.541 | 43.8969 | 19.9574 | 0.46291 | 0.28826 | 20.9274
1995-01-05 21:00 | 382.2276 | 243.8321 | 0 | 61.4936 | 15.81 | 1.5411 | 43.4661 | 19.9126 | 0.45166 | 0.28826 | 16.3691
1995-01-05 22:00 | 376.4391 | 239.3434 | 0 | 73.663 | 15.81 | 1.5416 | 43.745 | 19.8139 | 0.45166 | 0.28826 | 6.6989
1995-01-05 23:00 | 372.0771 | 238.5262 | 0 | 59.6338 | 15.81 | 1.5456 | 41.792 | 19.649 | 0.45166 | 0.28826 | 2.6099
1995-01-06 | 379.8761 | 243.453 | 0 | 71.3322 | 15.81 | 1.5454 | 91.2311 | 19.1863 | 0.45166 | 10.1631 | 15.999
1995-01-06 01:00 | 375.1331 | 240.2675 | 0 | 63.106 | 15.81 | 1.5445 | 89.5778 | 19.1273 | 0.38443 | 9.7967 | 7.5386
1995-01-06 02:00 | 371.4282 | 236.8629 | 0 | 56.3769 | 15.81 | 1.5422 | 92.0834 | 19.1132 | 0.38443 | 8.5232 | 4.434
1995-01-06 03:00 | 360.9474 | 234.7753 | 0 | 48.7669 | 15.81 | 1.5458 | 97.8866 | 19.0774 | 0.38443 | 10.1631 | 2.7524
1995-01-06 04:00 | 347.1696 | 227.5164 | 0 | 51.7431 | 15.81 | 1.5443 | 102.5403 | 19.1113 | 0.36228 | 8.4767 | 0.051954
1995-01-06 05:00 | 348.072 | 220.283 | 0 | 46.1138 | 15.81 | 1.5424 | 97.2924 | 19.1834 | 0.36228 | 9.2677 | 0.54479
1995-01-06 06:00 | 336.2337 | 210.3552 | 0.37067 | 55.3302 | 15.81 | 1.5356 | 97.9068 | 19.3145 | 0.36228 | 10.3688 | 0.34994
1995-01-06 07:00 | 341.631 | 202.8363 | 13.2445 | 64.2008 | 15.81 | 1.5364 | 102.0851 | 19.338 | 0.34013 | 9.2677 | 9.0415
1995-01-06 08:00 | 308.3901 | 193.8589 | 101.7828 | 72.8374 | 15.81 | 1.5375 | 93.7014 | 19.3728 | 0.34013 | 9.2677 | 2.263
1995-01-06 09:00 | 279.9452 | 183.9757 | 231.4293 | 51.6303 | 15.81 | 1.5382 | 75.3437 | 19.3872 | 0.34013 | 6.9917 | 0
1995-01-06 10:00 | 235.0524 | 169.9018 | 337.3403 | 50.0025 | 15.81 | 1.5394 | 71.0828 | 19.4891 | 0.31798 | 6.9917 | 0
1995-01-06 11:00 | 208.0694 | 156.4269 | 403.4223 | 50.2253 | 15.81 | 2.2237 | 75.8816 | 19.4842 | 0.31798 | 6.9917 | 0.55577
1995-01-06 12:00 | 209.5062 | 147.0506 | 402.4533 | 51.2472 | 15.81 | 3.1944 | 76.1623 | 19.4434 | 0.31798 | 7.2823 | 0
1995-01-06 13:00 | 206.7909 | 133.9521 | 352.3094 | 53.4895 | 15.81 | 3.1879 | 84.2218 | 19.3892 | 0.31798 | 9.2517 | 1.0968
1995-01-06 14:00 | 221.403 | 124.2469 | 243.9116 | 63.6043 | 15.81 | 3.1916 | 105.3198 | 19.3679 | 0.64928 | 9.5704 | 5.451
1995-01-06 15:00 | 227.1889 | 121.7518 | 124.6204 | 65.6319 | 15.81 | 3.1952 | 140.5322 | 19.4503 | 0.6702 | 9.5895 | 15.6515
1995-01-06 16:00 | 265.5984 | 120.0721 | 30.6531 | 79.3816 | 15.81 | 3.196 | 129.7421 | 19.5206 | 0.6702 | 11.2855 | 53.4263
1995-01-06 17:00 | 290.6037 | 120.3963 | 1.339 | 74.2873 | 15.81 | 3.1983 | 136.4403 | 19.5763 | 0.6702 | 11.2669 | 13.6724
1995-01-06 18:00 | 277.0862 | 117.343 | 0 | 60.5098 | 15.81 | 3.199 | 146.5599 | 19.6131 | 0.69111 | 11.278 | 15.6951
1995-01-06 19:00 | 289.1232 | 106.6392 | 0 | 58.8174 | 14.4273 | 3.2004 | 164.0434 | 19.5965 | 0.69111 | 11.294 | 16.5568
1995-01-06 20:00 | 280.1665 | 98.9445 | 0 | 71.8019 | 14.4273 | 3.2024 | 158.9799 | 19.5575 | 0.69111 | 11.2961 | 22.1335
1995-01-06 21:00 | 270.9965 | 93.8058 | 0 | 75.502 | 14.4273 | 3.2053 | 161.6448 | 19.5493 | 0.68022 | 11.2976 | 12.3266
1995-01-06 22:00 | 259.6095 | 86.2177 | 0 | 63.5136 | 14.4273 | 3.2062 | 152.5917 | 19.4921 | 0.66355 | 11.2762 | 33.527
1995-01-06 23:00 | 250.3724 | 75.9068 | 0 | 69.349 | 14.4273 | 3.2052 | 167.5254 | 19.4251 | 0.66355 | 11.2876 | 22.8708
1995-01-07 | 250.1479 | 70.5219 | 0 | 82.6695 | 14.4273 | 3.2104 | 105.9909 | 19.3352 | 0.66355 | 9.6415 | 61.8092
1995-01-07 01:00 | 245.2624 | 68.3678 | 0 | 78.0102 | 14.4273 | 3.2103 | 105.3228 | 19.3508 | 0.73078 | 9.6226 | 54.7975
1995-01-07 02:00 | 245.3746 | 65.349 | 0 | 68.8087 | 14.4273 | 3.1739 | 107.1062 | 19.3064 | 0.73078 | 9.6222 | 45.2869
1995-01-07 03:00 | 240.3885 | 60.2348 | 0 | 72.5885 | 14.4273 | 3.1675 | 106.609 | 19.2793 | 0.69303 | 9.6409 | 33.5033
1995-01-07 04:00 | 240.3066 | 57.5177 | 0 | 63.4233 | 14.4273 | 3.1669 | 106.5749 | 19.2746 | 0.71518 | 9.6289 | 21.493
1995-01-07 05:00 | 234.4584 | 54.2209 | 0 | 57.1429 | 14.4273 | 3.1651 | 102.2765 | 19.3095 | 0.71518 | 9.6265 | 24.6671
1995-01-07 06:00 | 228.2088 | 50.3529 | 0.45969 | 58.7696 | 14.4273 | 3.1633 | 100.8547 | 19.3195 | 0.71518 | 9.2865 | 23.2809
1995-01-07 07:00 | 237.7579 | 50.0786 | 12.3667 | 71.7457 | 14.4273 | 3.1624 | 106.011 | 19.3923 | 0.73733 | 9.6513 | 33.677
1995-01-07 08:00 | 238.4298 | 47.745 | 110.5646 | 61.3359 | 14.4273 | 3.1693 | 83.7252 | 19.5436 | 0.73733 | 9.5301 | 11.1917
1995-01-07 09:00 | 223.5126 | 44.7195 | 264.5395 | 44.2385 | 14.4273 | 3.1664 | 75.9522 | 19.4501 | 0.60269 | 7.2445 | 2.8788
1995-01-07 10:00 | 177.9465 | 44.7337 | 384.3485 | 37.8112 | 14.4273 | 3.1607 | 72.916 | 19.4646 | 0.62484 | 6.9461 | 0.20142
1995-01-07 11:00 | 159.0542 | 44.5781 | 456.4947 | 26.8528 | 14.4273 | 3.1563 | 68.4838 | 19.4539 | 0.62361 | 3.6409 | 0.66975
1995-01-07 12:00 | 163.5879 | 47.872 | 452.1349 | 27.5895 | 14.4273 | 3.2112 | 69.889 | 19.5067 | 0.62361 | 3.6656 | 1.1201
1995-01-07 13:00 | 188.4393 | 55.9144 | 387.6142 | 32.9031 | 14.4273 | 3.2098 | 74.4524 | 19.4817 | 0.62361 | 0.30701 | 2.0967
1995-01-07 14:00 | 176.4921 | 61.0598 | 284.1678 | 45.7821 | 14.4273 | 3.2115 | 82.1758 | 19.472 | 0.60269 | 9.5224 | 4.1822
1995-01-07 15:00 | 191.9555 | 64.1867 | 142.2577 | 62.7556 | 14.4273 | 3.2151 | 95.5388 | 19.5643 | 0.60269 | 9.6871 | 40.1356
1995-01-07 16:00 | 228.556 | 71.1755 | 34.6483 | 75.7626 | 14.4273 | 3.2172 | 109.1058 | 19.5965 | 0.60269 | 11.335 | 49.6455
1995-01-07 17:00 | 239.0112 | 77.9081 | 2.646 | 69.1311 | 14.4273 | 3.2182 | 104.7394 | 19.7588 | 0.60269 | 9.6796 | 43.7746
1995-01-07 18:00 | 251.9626 | 91.1713 | 0 | 70.8833 | 14.4273 | 3.2182 | 104.2587 | 19.6872 | 0.60269 | 9.6888 | 38.1252
1995-01-07 19:00 | 255.9071 | 113.2067 | 0 | 61.6863 | 14.4273 | 3.218 | 105.9096 | 19.6896 | 0.60269 | 9.7022 | 21.2275
1995-01-07 20:00 | 257.9909 | 135.0101 | 0 | 60.8751 | 14.4273 | 3.2184 | 106.7247 | 19.5873 | 0.60269 | 9.4049 | 17.3937
1995-01-07 21:00 | 256.3336 | 153.1351 | 0 | 49.8238 | 14.4273 | 3.2182 | 105.5763 | 19.5145 | 0.62484 | 8.5523 | 16.5853
1995-01-07 22:00 | 255.5084 | 183.0312 | 0 | 41.3774 | 14.4273 | 3.2184 | 100.5857 | 19.6195 | 0.46291 | 8.4753 | 1.7934
1995-01-07 23:00 | 262.8713 | 197.2815 | 0 | 33.7168 | 14.4273 | 3.217 | 101.3241 | 19.4962 | 0.46291 | 7.572 | 3.8796
1995-01-08 | 271.4174 | 205.9409 | 0 | 73.3074 | 14.4273 | 3.2043 | 85.7264 | 19.4388 | 0.46291 | 0.82883 | 4.6106
1995-01-08 01:00 | 276.819 | 211.7815 | 0 | 49.67 | 14.4273 | 3.2228 | 77.9241 | 19.412 | 0.46291 | 0.81406 | 2.3445
1995-01-08 02:00 | 282.1496 | 215.2721 | 0 | 50.7832 | 14.4273 | 3.2224 | 82.3699 | 19.511 | 0.46291 | 0.81372 | 4.32
1995-01-08 03:00 | 284.1923 | 218.4078 | 0 | 44.551 | 14.4273 | 3.2212 | 75.5613 | 19.4287 | 0.44076 | 0.82836 | 3.2111
1995-01-08 04:00 | 299.6424 | 223.5304 | 0 | 36.933 | 14.4273 | 3.2315 | 74.05 | 19.4481 | 0.44076 | 0.81894 | 2.6671
1995-01-08 05:00 | 310.2206 | 229.7234 | 0 | 38.7173 | 14.4273 | 3.2303 | 71.7961 | 19.4668 | 0.41861 | 0.81712 | 8.9169
1995-01-08 06:00 | 322.2912 | 230.8727 | 0.49785 | 51.8138 | 14.4273 | 3.2298 | 78.8641 | 19.7841 | 0.41861 | 0.8237 | 21.3248
1995-01-08 07:00 | 334.4596 | 232.4501 | 12.2729 | 63.1328 | 14.4273 | 3.235 | 76.1782 | 20.0931 | 0.41861 | 0.83765 | 29.4094
1995-01-08 08:00 | 329.8587 | 228.2612 | 107.4332 | 45.1428 | 14.4273 | 3.2515 | 76.6718 | 20.2224 | 0.41861 | 0.83831 | 16.1309
1995-01-08 09:00 | 305.6019 | 234.8889 | 249.8116 | 38.8113 | 14.4273 | 3.25 | 78.487 | 20.2976 | 0.41861 | 0.80642 | 1.6988
1995-01-08 10:00 | 316.8337 | 228.4498 | 351.6803 | 37.7424 | 14.4273 | 3.247 | 76.3764 | 20.1859 | 0.41861 | 0.80642 | 1.1074
1995-01-08 11:00 | 261.7379 | 220.0503 | 436.0739 | 42.0416 | 14.4273 | 1.6112 | 77.1761 | 20.1526 | 0.44076 | 0.80642 | 0.37174
1995-01-08 12:00 | 260.35 | 213.6775 | 440.8276 | 39.06 | 14.4273 | 1.6134 | 64.4283 | 20.1165 | 0.44076 | 0.80642 | 1.5264
1995-01-08 13:00 | 259.5855 | 205.6122 | 392.8834 | 38.1898 | 14.4273 | 1.6135 | 77.4765 | 20.172 | 0.44076 | 0.80642 | 5.0919
1995-01-08 14:00 | 276.7694 | 186.6789 | 288.0399 | 42.7498 | 14.4273 | 3.2167 | 68.0162 | 20.1885 | 0.41861 | 0.80642 | 11.0471
1995-01-08 15:00 | 310.6069 | 180.3514 | 142.4711 | 46.7577 | 14.4273 | 2.6231 | 81.7725 | 20.2268 | 0.41861 | 0.80642 | 21.9046
1995-01-08 16:00 | 321.6431 | 200.6692 | 51.5198 | 76.0588 | 14.4273 | 1.5889 | 79.3417 | 20.2615 | 0.41861 | 0.80642 | 26.1824
1995-01-08 17:00 | 326.6662 | 221.917 | 3.3149 | 75.7629 | 14.4273 | 1.5829 | 77.2702 | 20.2442 | 0.39646 | 0.80642 | 39.9372
1995-01-08 18:00 | 335.1889 | 234.5163 | 0 | 74.2543 | 14.4273 | 1.5948 | 79.2426 | 20.2456 | 0.39646 | 0.80642 | 33.5714
1995-01-08 19:00 | 336.1527 | 235.5147 | 0 | 60.3545 | 14.4273 | 1.5947 | 59.8721 | 20.2192 | 0.39646 | 0.80642 | 40.2933
1995-01-08 20:00 | 337.6719 | 232.6263 | 0 | 79.1705 | 14.4273 | 1.595 | 67.2216 | 20.2089 | 0.39646 | 0.80642 | 28.0214
1995-01-08 21:00 | 339.6972 | 220.919 | 0 | 57.5263 | 14.4273 | 1.5951 | 71.4829 | 20.1805 | 0.39646 | 0.80642 | 38.7008
1995-01-08 22:00 | 329.5861 | 232.5746 | 0 | 83.2259 | 14.4273 | 1.6196 | 50.275 | 19.9729 | 0.39646 | 0.80642 | 18.8673
1995-01-08 23:00 | 324.7303 | 233.1765 | 0 | 72.364 | 14.4273 | 1.62 | 53.2379 | 19.9459 | 0.39646 | 0.80642 | 16.3151
1995-01-09 | 322.9558 | 242.2934 | 0 | 75.3189 | 14.4273 | 1.6195 | 41.9025 | 19.7423 | 0.13066 | 0.019936 | 4.5618
1995-01-09 01:00 | 323.0775 | 237.4803 | 0 | 74.8618 | 14.4273 | 1.6196 | 41.3514 | 19.6146 | 0.13066 | 0.019936 | 3.5251
1995-01-09 02:00 | 315.5975 | 239.5626 | 0 | 73.7123 | 14.4273 | 1.62 | 43.3938 | 19.6019 | 0.13066 | 0.019936 | 4.6379
1995-01-09 03:00 | 319.8213 | 236.1645 | 0 | 66.4511 | 14.4273 | 1.6195 | 40.9899 | 19.579 | 0.13066 | 0.019936 | 0.16935
1995-01-09 04:00 | 327.4918 | 224.7509 | 0 | 60.328 | 14.4273 | 1.6268 | 40.1367 | 19.5775 | 0.13066 | 0.019936 | 3.0789
1995-01-09 05:00 | 327.3103 | 222.4162 | 0 | 62.8548 | 14.4273 | 1.626 | 41.8206 | 19.6151 | 0.13066 | 0.019936 | 4.6155
1995-01-09 06:00 | 329.4844 | 217.0208 | 0.46945 | 60.0515 | 14.4273 | 1.6259 | 41.5253 | 19.741 | 0.13066 | 0.019936 | 16.6774
1995-01-09 07:00 | 344.7494 | 220.0703 | 11.3579 | 80.6016 | 14.4273 | 1.624 | 39.5123 | 19.925 | 0.13066 | 0.019936 | 19.6753
1995-01-09 08:00 | 329.65 | 217.9646 | 99.4235 | 62.5178 | 14.4273 | 1.625 | 44.1428 | 20.0432 | 0.13066 | 0.019936 | 5.4489
1995-01-09 09:00 | 316.4199 | 215.7786 | 239.5921 | 54.8317 | 14.4273 | 1.6257 | 44.2141 | 20.1227 | 0.13066 | 0.019936 | 1.1805
1995-01-09 10:00 | 301.5264 | 236.0006 | 351.7098 | 54.967 | 14.4273 | 1.6265 | 42.4897 | 20.2277 | 0.13066 | 0.019936 | 0
1995-01-09 11:00 | 287.3181 | 244.433 | 415.6864 | 52.8257 | 14.4273 | 1.6635 | 43.3685 | 20.209 | 0.13066 | 0.019936 | 0.37887
1995-01-09 12:00 | 342.5419 | 248.1485 | 385.75 | 59.3771 | 14.4273 | 1.8011 | 42.1177 | 20.1376 | 0.13066 | 0.019936 | 0
1995-01-09 13:00 | 316.807 | 246.4632 | 357.4818 | 54.914 | 14.4273 | 1.7997 | 42.5688 | 20.1131 | 0.13066 | 0.019936 | 0
1995-01-09 14:00 | 339.3971 | 246.0905 | 258.1098 | 63.7636 | 14.4273 | 1.7587 | 45.6961 | 20.1638 | 0.13066 | 0.019936 | 4.018
1995-01-09 15:00 | 369.4667 | 245.2996 | 143.4686 | 74.2872 | 14.4273 | 1.7581 | 36.1518 | 20.1316 | 0.13066 | 0.019936 | 13.7462
1995-01-09 16:00 | 385.7355 | 248.9043 | 48.6173 | 86.9017 | 14.4273 | 1.7575 | 46.8649 | 20.2465 | 0.085582 | 0.020247 | 28.9735
1995-01-09 17:00 | 411.3143 | 246.2965 | 3.8189 | 83.9429 | 13.0447 | 1.7568 | 47.9172 | 20.2957 | 0.085582 | 0.020247 | 41.8364
1995-01-09 18:00 | 429.5804 | 249.0151 | 0 | 62.5751 | 13.0447 | 1.7452 | 47.1156 | 20.3034 | 0.085582 | 0.020247 | 31.5232
1995-01-09 19:00 | 445.8815 | 250.9865 | 0 | 54.0576 | 12.6142 | 1.7432 | 44.766 | 20.3133 | 0.085582 | 0.020247 | 29.8074
1995-01-09 20:00 | 450.6972 | 252.9616 | 0 | 50.7736 | 13.0447 | 1.7437 | 45.5379 | 20.2316 | 0.085582 | 0.020247 | 19.9283
1995-01-09 21:00 | 454.1254 | 257.6454 | 0 | 63.0151 | 13.0447 | 1.7438 | 43.7238 | 20.2155 | 0.085582 | 0.020247 | 9.2414
1995-01-09 22:00 | 449.229 | 256.4303 | 0 | 54.8477 | 13.0447 | 1.7357 | 45.703 | 20.1926 | 0.085582 | 0.020247 | 1.3081
1995-01-09 23:00 | 448.1474 | 254.8726 | 0 | 56.3214 | 6.6719 | 1.7346 | 39.6772 | 20.0873 | 0.085582 | 0.020247 | 1.971
1995-01-10 | 437.2857 | 254.3809 | 0 | 50.8336 | 1.9836 | 1.7371 | 27.7158 | 19.7409 | 0.085582 | 0.020247 | 1.0967
1995-01-10 01:00 | 435.3446 | 243.3416 | 0 | 48.0289 | 1.9836 | 1.7719 | 26.218 | 19.7226 | 0.085582 | 0.020247 | 0.061475
1995-01-10 02:00 | 434.6848 | 233.277 | 0 | 48.39 | 1.9836 | 1.7713 | 20.3002 | 19.701 | 0.085582 | 0.020247 | 0.6014
1995-01-10 03:00 | 442.1195 | 201.3349 | 0 | 38.2502 | 1.9836 | 1.7699 | 24.5468 | 19.9162 | 0.085582 | 0.020247 | 0.97474
1995-01-10 04:00 | 439.805 | 188.1025 | 0 | 28.0241 | 1.9836 | 1.768 | 15.5826 | 19.9766 | 0.085582 | 0.020247 | 0.80833
1995-01-10 05:00 | 435.0952 | 184.887 | 0 | 36.6342 | 1.9836 | 1.7659 | 15.5244 | 20.0275 | 0.085582 | 0.020247 | 0.8094
1995-01-10 06:00 | 433.7747 | 180.5534 | 0.50922 | 35.0433 | 1.9836 | 1.7646 | 12.9876 | 19.7958 | 0.085582 | 0.020247 | 2.1052
1995-01-10 07:00 | 448.0019 | 189.7784 | 16.943 | 53.3231 | 1.9836 | 1.7639 | 23.2759 | 20.1194 | 0.085582 | 0.020247 | 21.2936
1995-01-10 08:00 | 443.7042 | 191.0204 | 89.7242 | 43.1105 | 1.9836 | 1.7642 | 13.7755 | 20.1473 | 0.085582 | 0.019936 | 21.7781
1995-01-10 09:00 | 435.3106 | 185.7005 | 225.7026 | 26.3144 | 1.9836 | 1.7653 | 8.9168 | 19.8727 | 0.052253 | 0.0042866 | 5.0292
1995-01-10 10:00 | 431.7961 | 199.2112 | 325.7058 | 26.0695 | 1.9836 | 1.7668 | 8.6951 | 19.8663 | 0.052253 | 0.0042866 | 1.3074
1995-01-10 11:00 | 395.7405 | 223.2103 | 383.6608 | 24.5099 | 1.9836 | 1.7685 | 8.3966 | 19.8281 | 0.052253 | 0.0042866 | 1.3116
1995-01-10 12:00 | 375.0321 | 237.6466 | 377.7523 | 19.9041 | 1.9836 | 1.7702 | 8.2018 | 19.8358 | 0.052253 | 0.0042866 | 0.57815
1995-01-10 13:00 | 373.181 | 232.8598 | 364.3814 | 17.2629 | 1.9836 | 1.7705 | 8.1329 | 19.7669 | 0.052253 | 0.0042866 | 0.29324
1995-01-10 14:00 | 398.7536 | 239.8903 | 260.8089 | 21.4501 | 1.9836 | 1.7715 | 8.6556 | 19.9843 | 0.052253 | 0.0042866 | 0.57615
1995-01-10 15:00 | 431.1116 | 239.5137 | 129.8709 | 29.6859 | 1.9836 | 1.7739 | 19.445 | 19.8565 | 0.052253 | 0.066466 | 8.1118
1995-01-10 16:00 | 445.4661 | 227.2837 | 54.435 | 49.9055 | 1.9836 | 1.7734 | 27.2435 | 20.1217 | 0.052253 | 0.066466 | 20.5631
1995-01-10 17:00 | 428.1701 | 222.9609 | 4.569 | 45.64 | 1.9836 | 1.7735 | 28.027 | 20.1931 | 0.052253 | 0.019936 | 27.1086
1995-01-10 18:00 | 443.9517 | 215.0402 | 0 | 37.815 | 1.9836 | 1.7733 | 26.3888 | 20.2604 | 0.052253 | 0.019936 | 43.3177
1995-01-10 19:00 | 428.5031 | 208.7574 | 0 | 37.7354 | 1.9836 | 1.7716 | 26.7667 | 20.208 | 0.011253 | 0.019936 | 43.0949
1995-01-10 20:00 | 434.4544 | 207.744 | 0 | 36.8267 | 1.9836 | 1.7724 | 26.2006 | 20.2005 | 0.011253 | 0.019936 | 38.7918
1995-01-10 21:00 | 429.0995 | 209.925 | 0 | 52.7871 | 1.9836 | 1.7729 | 26.7403 | 20.1767 | 0.011253 | 0.019936 | 23.038
1995-01-10 22:00 | 434.6887 | 228.614 | 0 | 44.3638 | 1.9836 | 1.7736 | 23.7273 | 20.145 | 0.011253 | 0.019936 | 11.18
1995-01-10 23:00 | 424.9393 | 228.7458 | 0 | 38.3482 | 1.9836 | 1.7739 | 22.5813 | 20.0534 | 0.011253 | 0.066466 | 5.2288
1995-01-11 | 429.8585 | 237.6609 | 0 | 61.6824 | 1.9836 | 1.774 | 20.6573 | 19.8561 | 0.011253 | 0.019936 | 7.4236
1995-01-11 01:00 | 428.3054 | 233.3494 | 0 | 53.6956 | 1.9836 | 1.7738 | 10.4919 | 20.0605 | 0.011253 | 0.019936 | 13.4611
1995-01-11 02:00 | 429.7038 | 230.8347 | 0 | 53.9545 | 1.9836 | 1.7733 | 14.8733 | 20.0775 | 0.011253 | 0.019936 | 5.361
1995-01-11 03:00 | 432.7972 | 226.6282 | 0 | 48.084 | 1.9836 | 1.7831 | 10.1745 | 20.0567 | 0.011253 | 0.019936 | 3.0854
1995-01-11 04:00 | 429.4499 | 226.4603 | 0 | 34.7308 | 1.9836 | 1.7814 | 9.5393 | 19.8406 | 0.011253 | 0.042733 | 6.2688
1995-01-11 05:00 | 430.0949 | 222.4041 | 0 | 30.1364 | 1.9836 | 1.7794 | 8.8252 | 20.1588 | 0.011253 | 0.0042866 | 10.2673
1995-01-11 06:00 | 430.7189 | 217.6421 | 0.3757 | 42.5702 | 1.9836 | 1.7781 | 8.8899 | 20.2046 | 0.011253 | 0.0042866 | 11.9502
1995-01-11 07:00 | 439.5377 | 212.3549 | 22.2841 | 59.2267 | 1.9836 | 1.7774 | 8.7609 | 20.6593 | 0.011253 | 0.0042866 | 34.0517
1995-01-11 08:00 | 434.5884 | 210.4428 | 96.2539 | 65.9236 | 1.9836 | 1.7776 | 8.989 | 20.4679 | 0.011253 | 0.0042866 | 15.8956
1995-01-11 09:00 | 413.3164 | 213.7592 | 227.9969 | 29.0172 | 1.9836 | 1.7785 | 9.0288 | 20.6255 | 0.011253 | 0.0042866 | 6.8492
1995-01-11 10:00 | 374.7686 | 215.9896 | 344.086 | 39.2054 | 1.9005 | 1.78 | 8.4978 | 20.3172 | 0.011253 | 0.0042866 | 0.35474
1995-01-11 11:00 | 377.403 | 218.8636 | 374.9421 | 18.6358 | 1.3336 | 1.7815 | 8.1415 | 20.197 | 0.011253 | 0 | 0.41363
1995-01-11 12:00 | 372.5 | 213.9031 | 411.256 | 25.761 | 1.9271 | 1.783 | 8.1102 | 20.2735 | 0.011253 | 0 | 1.4945
1995-01-11 13:00 | 384.4053 | 213.4799 | 359.5928 | 16.3289 | 1.9836 | 1.7831 | 8.0746 | 20.2861 | 0.011253 | 0 | 0.75939
1995-01-11 14:00 | 397.4681 | 216.2203 | 272.4442 | 26.2945 | 1.9836 | 1.7839 | 8.299 | 20.5593 | 0.011253 | 0 | 1.2606
1995-01-11 15:00 | 419.4061 | 217.1391 | 137.744 | 34.9744 | 1.9836 | 1.7839 | 13.048 | 20.6325 | 0.011253 | 0 | 7.4641
1995-01-11 16:00 | 448.8393 | 217.0554 | 38.672 | 56.0175 | 1.9836 | 1.7834 | 13.556 | 20.6798 | 0.011253 | 0 | 29.0975
1995-01-11 17:00 | 459.0798 | 221.5142 | 3.7988 | 52.5514 | 1.9836 | 1.7835 | 8.429 | 20.7841 | 0.011253 | 0 | 17.5369
1995-01-11 18:00 | 458.04 | 225.4517 | 0 | 39.518 | 1.9836 | 1.7833 | 8.4299 | 20.7478 | 0.011253 | 0 | 21.8216
1995-01-11 19:00 | 472.7606 | 228.9596 | 0 | 39.2255 | 1.9836 | 1.7836 | 8.4065 | 20.7153 | 0.052253 | 0 | 13.9814
1995-01-11 20:00 | 458.9613 | 232.0416 | 0 | 37.4276 | 1.9836 | 1.7844 | 8.3554 | 20.6175 | 0.052253 | 0 | 24.0496
1995-01-11 21:00 | 480.9278 | 229.8142 | 0 | 49.3245 | 1.9836 | 1.7848 | 8.2904 | 20.5988 | 0.052253 | 0 | 6.4252
1995-01-11 22:00 | 454.9 | 222.1634 | 0 | 52.3071 | 1.9836 | 1.7851 | 7.938 | 20.2148 | 0.052253 | 0 | 15.9345
1995-01-11 23:00 | 464.5207 | 228.6798 | 0 | 36.6236 | 1.9836 | 1.7923 | 8.5191 | 20.2997 | 0.052253 | 0 | 1.7033
1995-01-12 | 492.0344 | 227.9703 | 0 | 42.7376 | 16.0273 | 1.8134 | 33.0863 | 20.2366 | 1.1617 | 0.025303 | 1.4666
1995-01-12 01:00 | 490.4114 | 230.7571 | 0 | 41.1924 | 16.0273 | 1.8131 | 29.3005 | 20.1976 | 1.0472 | 0.0086279 | 4.2368
1995-01-12 02:00 | 490.4897 | 225.7439 | 0 | 38.0269 | 16.0273 | 1.8 | 24.1009 | 20.2482 | 1.0472 | 0.0082485 | 3.4491
1995-01-12 03:00 | 485.458 | 224.866 | 0 | 32.988 | 16.0273 | 1.7876 | 26.4508 | 20.1521 | 1.0681 | 0.02477 | 1.6613
1995-01-12 04:00 | 481.7168 | 220.9881 | 0 | 18.1824 | 16.0273 | 1.7672 | 18.9241 | 20.1634 | 1.0681 | 0.014144 | 6.1143
1995-01-12 05:00 | 473.6017 | 221.1274 | 0 | 18.03 | 16.0273 | 1.7536 | 19.0332 | 20.2353 | 0.86308 | 0.012089 | 10.1835
1995-01-12 06:00 | 476.6928 | 226.8074 | 0.35748 | 25.2158 | 16.0273 | 1.7521 | 23.4921 | 20.395 | 0.86308 | 0.019508 | 2.9304
1995-01-12 07:00 | 479.4949 | 230.9785 | 16.0833 | 52.5232 | 16.0273 | 1.7511 | 20.4012 | 20.5994 | 1.5193 | 0.035261 | 21.1375
1995-01-12 08:00 | 473.4152 | 232.1996 | 108.7598 | 44.7525 | 16.0273 | 1.7512 | 21.9953 | 20.651 | 1.5193 | 0.03601 | 10.9426
1995-01-12 09:00 | 452.3387 | 234.3138 | 255.2146 | 18.3222 | 16.0273 | 1.752 | 22.0112 | 20.6058 | 0.84358 | 0.027158 | 2.2288
1995-01-12 10:00 | 440.8005 | 238.9797 | 382.4421 | 23.0272 | 12.2138 | 1.7533 | 22.0073 | 20.5795 | 0.69227 | 0.036331 | 0.26542
1995-01-12 11:00 | 389.9004 | 235.1062 | 470.8965 | 12.2784 | 8.1854 | 1.7547 | 19.8062 | 20.5799 | 0.69227 | 0.0024347 | 0.43522
1995-01-12 12:00 | 389.0674 | 239.5084 | 474.2923 | 14.7722 | 7.2747 | 1.7561 | 19.694 | 20.4844 | 0.69227 | 0.024315 | 0.26416
1995-01-12 13:00 | 398.5012 | 235.3861 | 416.491 | 20.9012 | 3.5836 | 1.756 | 19.6825 | 20.4404 | 0.74874 | 0.030751 | 1.3515
1995-01-12 14:00 | 430.3396 | 231.6652 | 292.982 | 21.8925 | 11.9074 | 1.745 | 21.9537 | 20.4718 | 0.74874 | 0.002758 | 0
1995-01-12 15:00 | 431.1713 | 226.767 | 163.6514 | 36.9205 | 16.0273 | 1.7447 | 34.1521 | 20.5292 | 0.91606 | 0.016914 | 2.5321
1995-01-12 16:00 | 461.82 | 222.896 | 43.8442 | 51.0053 | 16.0273 | 1.7439 | 47.9111 | 20.6152 | 1.2262 | 0.028328 | 13.9809
1995-01-12 17:00 | 468.8655 | 215.6881 | 4.8735 | 33.6353 | 15.3773 | 1.7436 | 43.9113 | 20.6549 | 1.2262 | 0.014539 | 12.8262
1995-01-12 18:00 | 465.2726 | 206.4911 | 0 | 40.9574 | 15.3773 | 1.743 | 32.7763 | 20.6145 | 1.2262 | 0.022742 | 35.0059
1995-01-12 19:00 | 460.1682 | 185.9572 | 0 | 42.8081 | 15.3773 | 1.743 | 43.2592 | 20.6582 | 1.2262 | 0.034606 | 13.623
1995-01-12 20:00 | 454.5612 | 164.328 | 0 | 45.2808 | 15.3773 | 1.7435 | 42.4973 | 20.6453 | 1.3215 | 0.036127 | 23.1903
1995-01-12 21:00 | 446.4434 | 144.9345 | 0 | 49.5333 | 15.3773 | 1.7456 | 43.1602 | 20.5641 | 1.2839 | 0.25876 | 15.3877
1995-01-12 22:00 | 447.2481 | 118.8873 | 0 | 43.3752 | 15.3773 | 1.7479 | 33.5041 | 20.4556 | 1.204 | 0.24293 | 30.415
1995-01-12 23:00 | 430.503 | 107.3009 | 0 | 43.7838 | 15.3773 | 1.7476 | 43.19 | 20.1585 | 1.204 | 0.25437 | 26.2187
1995-01-13 | 419.6376 | 100.6684 | 0 | 61.519 | 13.7773 | 1.7472 | 20.2612 | 19.7605 | 0.052253 | 0 | 39.236
1995-01-13 01:00 | 410.4234 | 91.7384 | 0 | 52.2463 | 13.7773 | 1.7467 | 16.1129 | 19.7523 | 0.052253 | 0 | 45.8945
1995-01-13 02:00 | 396.8101 | 92.7874 | 0 | 56.4897 | 13.7773 | 1.7428 | 15.0402 | 19.7348 | 0.052253 | 0 | 38.9385
1995-01-13 03:00 | 382.2915 | 90.5071 | 0 | 54.2154 | 13.7773 | 1.7403 | 14.6407 | 19.7501 | 0.052253 | 0 | 46.4577
1995-01-13 04:00 | 372.217 | 95.5519 | 0 | 35.8282 | 13.7773 | 1.738 | 14.6608 | 19.7395 | 0.052253 | 0 | 41.4578
1995-01-13 05:00 | 358.9699 | 95.0095 | 0 | 47.3464 | 13.8983 | 1.7365 | 14.7269 | 19.8087 | 0.052253 | 0 | 29.4223
1995-01-13 06:00 | 341.9347 | 100.3961 | 0.0075778 | 31.0795 | 15.3773 | 1.7348 | 14.8966 | 20.0168 | 0.052253 | 0 | 36.5056
1995-01-13 07:00 | 328.6174 | 109.5612 | 16.888 | 52.6792 | 15.3773 | 1.7336 | 15.1104 | 20.2167 | 0.052253 | 0 | 80.7977
1995-01-13 08:00 | 321.3844 | 117.1655 | 119.3398 | 40.5919 | 15.3773 | 1.7337 | 16.1268 | 19.8426 | 0.052253 | 0 | 60.7831
1995-01-13 09:00 | 291.2143 | 117.1518 | 293.9907 | 39.9402 | 15.3773 | 1.7345 | 16.7149 | 20.2445 | 0.052253 | 0 | 14.8981
1995-01-13 10:00 | 291.1378 | 113.644 | 426.7307 | 28.9133 | 15.3773 | 1.736 | 15.2266 | 20.2505 | 0.041 | 0 | 1.2361
1995-01-13 11:00 | 237.7526 | 121.1639 | 515.1546 | 27.0142 | 15.3773 | 1.7375 | 15.1596 | 20.2323 | 0.041 | 0 | 1.1347
1995-01-13 12:00 | 267.6709 | 134.2263 | 497.57 | 21.0769 | 15.3773 | 1.7471 | 15.1266 | 20.1824 | 0.041 | 0 | 0.38582
1995-01-13 13:00 | 269.1372 | 139.5091 | 442.6888 | 25.8102 | 15.3773 | 1.7471 | 16.2228 | 19.8825 | 0.041 | 0 | 0.67561
1995-01-13 14:00 | 272.1791 | 143.8403 | 344.1424 | 32.2027 | 15.3773 | 1.7479 | 18.6377 | 20.2913 | 0.041 | 0 | 3.1292
1995-01-13 15:00 | 298.885 | 145.0525 | 179.4943 | 35.3662 | 15.3773 | 1.7477 | 18.6834 | 20.3001 | 0.041 | 0 | 47.6427
1995-01-13 16:00 | 327.6858 | 152.119 | 69.1802 | 43.8551 | 15.3773 | 1.7462 | 18.7489 | 20.3576 | 0.041 | 0 | 70.3858
1995-01-13 17:00 | 346.7787 | 145.863 | 6.5836 | 40.9611 | 13.7773 | 1.7442 | 18.7654 | 20.4059 | 0.041 | 0 | 33.2156
1995-01-13 18:00 | 364.4093 | 140.2809 | 0 | 44.7941 | 13.7773 | 1.7436 | 18.8104 | 20.415 | 0.041 | 0 | 37.9975
1995-01-13 19:00 | 370.899 | 141.6513 | 0 | 42.1008 | 15.16 | 1.7436 | 18.8208 | 20.3951 | 0.041 | 0 | 40.7802
1995-01-13 20:00 | 372.1535 | 146.1038 | 0 | 33.778 | 15.16 | 1.7444 | 18.7947 | 20.358 | 0.041 | 0 | 49.7078
1995-01-13 21:00 | 370.6664 | 151.7435 | 0 | 50.9389 | 15.16 | 1.7445 | 18.6948 | 20.2662 | 0.041 | 0 | 17.8043
1995-01-13 22:00 | 366.5828 | 156.6708 | 0 | 55.0094 | 15.16 | 1.7326 | 18.4948 | 20.0448 | 0.041 | 0 | 19.0406
1995-01-13 23:00 | 365.4154 | 162.1808 | 0 | 38.2074 | 15.16 | 1.7326 | 26.817 | 19.7756 | 0.041 | 0 | 13.5912
1995-01-14 | 358.0067 | 165.831 | 0 | 54.3071 | 15.16 | 1.7323 | 31.4076 | 19.5657 | 0.45166 | 0.565 | 24.1019
1995-01-14 01:00 | 349.1736 | 178.2408 | 0 | 41.8438 | 15.16 | 1.7317 | 31.3706 | 19.5292 | 0.45166 | 0.565 | 28.8301
1995-01-14 02:00 | 340.4377 | 184.2814 | 0 | 35.0443 | 15.16 | 1.7331 | 27.507 | 19.4704 | 0.45166 | 0.565 | 27.315
1995-01-14 03:00 | 334.0913 | 182.6475 | 0 | 34.9337 | 15.16 | 1.73 | 29.0746 | 19.5572 | 0.45166 | 0.565 | 19.3194
1995-01-14 04:00 | 326.8422 | 182.2251 | 0 | 27.6525 | 15.16 | 1.7275 | 30.9857 | 19.5694 | 0.42951 | 0.565 | 3.6243
1995-01-14 05:00 | 307.1056 | 186.4512 | 0 | 15.8648 | 15.16 | 1.7246 | 31.2842 | 19.369 | 0.40736 | 0.565 | 0.95535
1995-01-14 06:00 | 307.0359 | 186.0476 | 0.45273 | 16.061 | 15.16 | 1.7227 | 31.4437 | 19.5337 | 0.40736 | 0.565 | 6.4446
1995-01-14 07:00 | 314.9337 | 197.0572 | 12.5006 | 44.4003 | 15.16 | 1.7214 | 31.0662 | 19.9134 | 0.40736 | 0.565 | 20.8871
1995-01-14 08:00 | 313.4508 | 209.0806 | 125.635 | 19.954 | 15.16 | 1.7215 | 22.8973 | 19.6927 | 0.11941 | 0 | 0.48791
1995-01-14 09:00 | 300.5859 | 221.5723 | 286.643 | 19.3711 | 15.16 | 1.7224 | 21.3122 | 19.6745 | 0.11941 | 0 | 1.1291
1995-01-14 10:00 | 285.4453 | 218.2593 | 404.0189 | 19.0841 | 4.6756 | 1.7242 | 21.3486 | 20.0513 | 0.13066 | 0 | 0.56998
1995-01-14 11:00 | 262.2002 | 239.0577 | 468.702 | 15.1637 | 1.3336 | 1.7351 | 21.1854 | 19.7136 | 0.13066 | 0 | 1.0553
1995-01-14 12:00 | 265.5258 | 242.4092 | 465.4687 | 10.1416 | 1.3336 | 1.7369 | 21.1057 | 19.6327 | 0.13066 | 0 | 0.1056
1995-01-14 13:00 | 269.6383 | 243.0762 | 425.0379 | 13.0317 | 1.3336 | 1.7368 | 21.1256 | 19.7918 | 0.13066 | 0 | 0
1995-01-14 14:00 | 281.2135 | 243.2847 | 339.9974 | 19.3159 | 1.3336 | 1.7378 | 21.311 | 19.7569 | 0.13066 | 0 | 2.6732
1995-01-14 15:00 | 293.2374 | 247.7851 | 201.3914 | 19.8917 | 15.16 | 1.7374 | 21.3947 | 19.8115 | 0.085582 | 0 | 5.2659
1995-01-14 16:00 | 308.6514 | 248.2728 | 71.7316 | 27.0192 | 15.16 | 1.7492 | 31.1896 | 20.1395 | 0.085582 | 0 | 11.6709
1995-01-14 17:00 | 320.2104 | 244.6967 | 7.109 | 31.5707 | 15.16 | 1.749 | 33.8806 | 20.273 | 0.35138 | 1.808 | 2.7091
1995-01-14 18:00 | 324.7017 | 241.8066 | 0 | 32.6603 | 15.16 | 1.7485 | 37.1854 | 20.2759 | 0.32923 | 1.808 | 6.5084
1995-01-14 19:00 | 323.2625 | 240.6695 | 0 | 27.6535 | 15.16 | 1.7398 | 39.0077 | 19.8886 | 0.32923 | 1.808 | 14.7334
1995-01-14 20:00 | 329.5031 | 238.8244 | 0 | 30.1473 | 15.16 | 1.748 | 37.2658 | 19.8497 | 0.32923 | 1.808 | 19.6353
1995-01-14 21:00 | 333.3128 | 234.4945 | 0 | 35.0874 | 15.16 | 1.7482 | 52.1046 | 20.1863 | 0.32923 | 1.808 | 11.1447
1995-01-14 22:00 | 337.8962 | 229.277 | 0 | 33.0957 | 15.16 | 1.7487 | 59.9082 | 20.0846 | 0.32923 | 1.808 | 4.6509
1995-01-14 23:00 | 332.9347 | 222.8889 | 0 | 37.319 | 15.16 | 1.7485 | 59.1988 | 19.9985 | 0.32923 | 1.808 | 0.47626
1995-01-15 | 332.3323 | 214.2306 | 0 | 56.2166 | 15.16 | 1.7459 | 59.1738 | 19.718 | 0.32923 | 2.0494 | 6.3342
1995-01-15 01:00 | 331.2849 | 196.3115 | 0 | 54.5676 | 15.16 | 1.7457 | 59.9657 | 19.6806 | 0.32923 | 2.0494 | 5.896
1995-01-15 02:00 | 325.6958 | 182.0113 | 0 | 56.5482 | 15.16 | 1.7453 | 60.3706 | 19.6264 | 0.32923 | 2.0494 | 4.3169
1995-01-15 03:00 | 321.312 | 162.0308 | 0 | 54.1785 | 15.16 | 1.7439 | 61.1984 | 19.6549 | 0.32923 | 2.0494 | 1.1541
1995-01-15 04:00 | 318.0962 | 149.9647 | 0 | 54.2092 | 15.16 | 1.7419 | 63.4265 | 19.6352 | 0.35138 | 2.0494 | 2.1281
1995-01-15 05:00 | 316.4848 | 136.5245 | 0 | 43.1356 | 15.16 | 1.7379 | 62.7268 | 19.7565 | 0.37353 | 2.0494 | 16.6971
1995-01-15 06:00 | 320.62 | 131.6039 | 0.35177 | 48.4026 | 15.16 | 1.7369 | 67.7482 | 19.9148 | 0.37353 | 2.0494 | 45.9734
1995-01-15 07:00 | 328.9328 | 119.7613 | 14.5727 | 75.4892 | 15.16 | 1.7399 | 68.8131 | 20.1099 | 0.51994 | 2.0494 | 72.261
1995-01-15 08:00 | 305.7374 | 114.6701 | 118.3991 | 62.8962 | 15.16 | 1.7199 | 68.1885 | 20.1626 | 0.51994 | 2.0494 | 59.6396
1995-01-15 09:00 | 292.0287 | 109.5616 | 271.9696 | 56.6541 | 15.16 | 1.7205 | 67.6394 | 20.1645 | 0.51994 | 0.80642 | 13.1486
1995-01-15 10:00 | 288.2361 | 109.6196 | 396.3103 | 49.0489 | 15.16 | 1.7214 | 67.6193 | 20.1068 | 0.49902 | 0.80642 | 16.7319
1995-01-15 11:00 | 257.4393 | 110.9845 | 469.5542 | 42.1471 | 15.16 | 1.7235 | 59.4796 | 20.1768 | 0.49902 | 0.80642 | 13.5376
1995-01-15 12:00 | 237.2043 | 110.6931 | 482.4615 | 41.901 | 15.16 | 1.7252 | 68.1797 | 20.0278 | 0.52117 | 0.80642 | 15.083
1995-01-15 13:00 | 235.3364 | 112.8876 | 444.7789 | 43.085 | 15.16 | 1.7252 | 55.3236 | 20.0588 | 0.52117 | 0.80642 | 15.5613
1995-01-15 14:00 | 238.6983 | 116.8422 | 342.4373 | 43.8641 | 15.16 | 1.7253 | 68.0316 | 20.0979 | 0.52117 | 0.80642 | 18.5324
1995-01-15 15:00 | 237.759 | 126.8588 | 209.1566 | 55.6491 | 15.16 | 1.7332 | 62.8936 | 20.1569 | 0.5441 | 0.80642 | 31.8688
1995-01-15 16:00 | 238.5017 | 148.4011 | 76.0543 | 77.8079 | 15.16 | 1.7324 | 69.9519 | 20.1985 | 0.5441 | 2.0494 | 66.1627
1995-01-15 17:00 | 244.152 | 165.8723 | 7.5686 | 92.308 | 15.16 | 1.7316 | 66.4353 | 20.2151 | 0.52195 | 2.0494 | 81.1018
1995-01-15 18:00 | 246.6801 | 173.884 | 0 | 94.2788 | 15.16 | 1.7304 | 60.418 | 20.2648 | 0.5441 | 2.0494 | 85.4351
1995-01-15 19:00 | 246.4054 | 186.7998 | 0 | 88.1035 | 15.16 | 1.9495 | 62.0263 | 20.2735 | 0.5441 | 2.0494 | 78.002
1995-01-15 20:00 | 251.0169 | 198.7707 | 0 | 68.2522 | 15.16 | 3.298 | 60.1498 | 20.2023 | 0.56501 | 2.0494 | 69.459
1995-01-15 21:00 | 246.7169 | 209.634 | 0 | 98.6591 | 15.16 | 3.2954 | 60.8508 | 20.1359 | 0.56501 | 2.0497 | 30.0166
1995-01-15 22:00 | 250.4818 | 217.7298 | 0 | 68.5313 | 15.16 | 3.2942 | 62.1571 | 19.9957 | 0.56501 | 2.0497 | 28.5779
1995-01-15 23:00 | 251.3891 | 219.655 | 0 | 65.5301 | 15.16 | 3.2924 | 61.1091 | 19.8789 | 0.56501 | 2.0497 | 29.4909
1995-01-16 | 257.1836 | 218.7326 | 0 | 79.5836 | 15.16 | 1.717 | 37.809 | 19.8407 | 0.13066 | 0.0045974 | 12.0965
1995-01-16 01:00 | 257.93 | 218.0996 | 0 | 76.456 | 15.16 | 1.7291 | 37.3808 | 19.6801 | 0.13066 | 0.0045974 | 1.9221
1995-01-16 02:00 | 260.7001 | 219.062 | 0 | 69.5247 | 15.16 | 1.729 | 38.573 | 19.686 | 0.11399 | 0.0045974 | 1.0459
1995-01-16 03:00 | 266.2117 | 222.7835 | 0 | 67.703 | 15.16 | 1.7278 | 42.2375 | 19.6571 | 0.11399 | 0.0045974 | 5.0918
1995-01-16 04:00 | 273.3179 | 228.1194 | 0 | 68.4657 | 15.16 | 1.7262 | 38.5807 | 19.6581 | 0.11399 | 0.0045974 | 4.8742
1995-01-16 05:00 | 274.9369 | 233.7529 | 0 | 58.8386 | 15.16 | 1.6967 | 25.5689 | 19.6325 | 0.11399 | 0.0045974 | 11.3551
1995-01-16 06:00 | 291.1385 | 243.8729 | 0.31056 | 69.8613 | 15.16 | 1.6962 | 37.8919 | 19.7292 | 0.11399 | 0.0045974 | 23.0274
1995-01-16 07:00 | 319.5318 | 247.1671 | 24.6677 | 76.0347 | 15.16 | 1.7003 | 39.6013 | 19.8638 | 0.11399 | 0.0045974 | 21.1259
1995-01-16 08:00 | 312.8184 | 250.2302 | 152.8543 | 61.7033 | 15.16 | 1.7017 | 26.297 | 19.8859 | 0.11399 | 0.0045974 | 7.7528
1995-01-16 09:00 | 313.4422 | 258.3837 | 333.6056 | 57.1364 | 15.16 | 1.7024 | 39.8838 | 19.9769 | 0.11399 | 0.0045974 | 11.0291
1995-01-16 10:00 | 284.1046 | 252.9968 | 483.8691 | 58.0373 | 15.16 | 1.7035 | 24.4856 | 19.8137 | 0.11399 | 0.0045974 | 0.25516
1995-01-16 11:00 | 280.709 | 253.6837 | 571.8901 | 55.8925 | 15.16 | 1.7051 | 24.4946 | 19.8201 | 0.11399 | 0.0042866 | 0.10367
1995-01-16 12:00 | 252.8007 | 258.0265 | 596.6843 | 57.4341 | 15.16 | 1.7065 | 24.6024 | 19.7953 | 0.11399 | 0.0045974 | 1.8839
1995-01-16 13:00 | 262.9076 | 257.221 | 559.5106 | 46.2442 | 15.16 | 1.7187 | 35.3999 | 19.769 | 0.11399 | 0.0045974 | 0.26439
1995-01-16 14:00 | 318.5469 | 262.0883 | 421.7735 | 59.3679 | 15.16 | 1.7612 | 23.7689 | 19.8527 | 0.11399 | 0.0045974 | 15.8878
1995-01-16 15:00 | 371.7933 | 255.821 | 224.1394 | 59.492 | 15.16 | 1.769 | 24.2577 | 19.8262 | 0.11399 | 0.051128 | 17.13
1995-01-16 16:00 | 400.7578 | 257.3486 | 66.6111 | 65.6283 | 15.16 | 1.7681 | 36.4845 | 19.9137 | 0.11399 | 0.066777 | 37.2562
1995-01-16 17:00 | 419.7551 | 262.3343 | 6.6207 | 55.3592 | 16.5426 | 1.7673 | 36.435 | 19.8775 | 0.11399 | 0.066777 | 69.2232
1995-01-16 18:00 | 430.1306 | 262.3521 | 0 | 65.7912 | 16.5426 | 1.7666 | 37.7025 | 19.9287 | 0.11399 | 0.066777 | 39.7019
1995-01-16 19:00 | 438.6656 | 263.526 | 0 | 53.4703 | 16.5426 | 1.7578 | 37.7196 | 19.9656 | 0.11399 | 0.066777 | 39.1827
1995-01-16 20:00 | 448.5871 | 258.1038 | 0 | 48.7036 | 16.5426 | 1.7545 | 37.9698 | 19.813 | 0.11399 | 0.066777 | 18.3643
1995-01-16 21:00 | 450.9537 | 255.1707 | 0 | 56.3352 | 16.5426 | 1.7547 | 37.4253 | 19.4203 | 0.11399 | 0.066777 | 16.8452
1995-01-16 22:00 | 446.65 | 249.5903 | 0 | 62.6689 | 16.0981 | 1.7548 | 36.944 | 19.7757 | 0.11399 | 0.066777 | 12.5303
1995-01-16 23:00 | 446.3736 | 243.6889 | 0 | 57.5937 | 16.0981 | 1.7655 | 35.8243 | 19.2129 | 0.11399 | 0.066777 | 9.7029
1995-01-17 | 426.7642 | 239.9133 | 0 | 46.0349 | 0.88907 | 1.7694 | 26.2512 | 17.5878 | 0.11399 | 0.066777 | 3.0526
1995-01-17 01:00 | 427.6699 | 238.5804 | 0 | 49.716 | 0.88907 | 1.7688 | 26.6685 | 17.769 | 0.11399 | 0.066777 | 2.7129
1995-01-17 02:00 | 430.2702 | 240.3183 | 0 | 46.2144 | 0.88907 | 1.7679 | 25.7953 | 18.3953 | 0.13066 | 0.066777 | 0.87834
1995-01-17 03:00 | 424.0743 | 239.066 | 0 | 42.8989 | 0.88907 | 1.7657 | 26.1578 | 17.6909 | 0.13066 | 0.066777 | 1.2707
1995-01-17 04:00 | 422.217 | 242.5785 | 0 | 29.998 | 0.88907 | 1.7627 | 26.0435 | 17.679 | 0.13066 | 0.066777 | 0.10779
1995-01-17 05:00 | 419.3696 | 247.0002 | 0 | 26.4054 | 0.88907 | 1.74 | 25.5348 | 17.5575 | 0.13066 | 0.020247 | 3.4004
1995-01-17 06:00 | 405.5654 | 248.382 | 0.43026 | 27.6022 | 0.88907 | 1.7396 | 26.0531 | 18.2882 | 0.13066 | 0.020247 | 14.135
1995-01-17 07:00 | 432.9919 | 255.4215 | 26.1675 | 38.6837 | 0.88907 | 1.7398 | 25.6614 | 19.0684 | 0.13066 | 0.020247 | 10.2775
1995-01-17 08:00 | 425.2556 | 256.6825 | 144.5949 | 32.7326 | 0.88907 | 1.7402 | 17.8824 | 17.859 | 0.13066 | 0.020247 | 1.2219
1995-01-17 09:00 | 394.9811 | 251.6971 | 289.6309 | 22.3273 | 0.88907 | 1.7416 | 11.6635 | 18.1761 | 0.13066 | 0.0042866 | 0.032166
1995-01-17 10:00 | 367.8024 | 246.1675 | 402.7669 | 23.4163 | 0.88907 | 1.7438 | 11.0984 | 18.8724 | 0.13066 | 0.0042866 | 0.082296
1995-01-17 11:00 | 318.2343 | 237.5902 | 482.6269 | 22.5694 | 0.88907 | 1.7461 | 11.1154 | 18.5173 | 0.13066 | 0.0042866 | 0
1995-01-17 12:00 | 333.5018 | 236.5203 | 464.6356 | 24.8184 | 0.88907 | 1.7485 | 11.541 | 17.4999 | 0.13066 | 0.0042866 | 0
1995-01-17 13:00 | 322.035 | 234.5807 | 406.5235 | 28.7527 | 0.88907 | 1.7487 | 11.0134 | 17.4744 | 0.13066 | 0.0042866 | 0
1995-01-17 14:00 | 368.6382 | 248.5544 | 288.7737 | 29.0737 | 0.88907 | 1.7501 | 11.6933 | 17.4944 | 0.13066 | 0.0042866 | 0.43904
1995-01-17 15:00 | 393.5314 | 248.5032 | 129.672 | 39.4184 | 0.88907 | 1.7501 | 33.9547 | 19.2068 | 0.11941 | 0.020247 | 6.0114
1995-01-17 16:00 | 433.0247 | 256.1527 | 13.896 | 38.1327 | 0.88907 | 1.7495 | 37.2512 | 19.2696 | 0.11941 | 0.020247 | 35.0245
1995-01-17 17:00 | 439.2567 | 252.713 | 0.25009 | 25.8782 | 0.88907 | 1.7497 | 35.0818 | 19.0455 | 0.11941 | 0.046054 | 24.1009
1995-01-17 18:00 | 439.3672 | 254.0996 | 0 | 32.077 | 0.88907 | 1.7494 | 37.439 | 17.705 | 0.11941 | 0.066777 | 21.7222
1995-01-17 19:00 | 443.1903 | 252.8573 | 0 | 32.5363 | 0.88907 | 1.7499 | 37.2783 | 19.1806 | 0.11941 | 0.066777 | 21.0178
1995-01-17 20:00 | 454.4197 | 252.8286 | 0 | 29.6036 | 0.88907 | 1.7514 | 37.2183 | 18.7844 | 0.078407 | 0.066777 | 21.8084
1995-01-17 21:00 | 439.2853 | 251.5757 | 0 | 34.6506 | 0.88907 | 1.7521 | 36.3942 | 18.0393 | 0.078407 | 0.066777 | 11.0716
1995-01-17 22:00 | 439.8466 | 245.5354 | 0 | 40.8007 | 0.88907 | 1.7533 | 38.7372 | 18.1763 | 0.078407 | 0.066777 | 12.7543
1995-01-17 23:00 | 430.7434 | 244.2046 | 0 | 27.0343 | 0.88907 | 1.7537 | 38.7403 | 18.9395 | 0.078407 | 0.066777 | 4.091
1995-01-18 | 462.2303 | 246.3807 | 0 | 54.3822 | 0.88907 | 1.7538 | 37.5882 | 19.1584 | 0.078407 | 0.066777 | 17.888
1995-01-18 01:00 | 434.7949 | 250.375 | 0 | 47.6914 | 0.88907 | 1.7536 | 36.4461 | 19.537 | 0.078407 | 0.066777 | 8.0547
1995-01-18 02:00 | 428.9397 | 253.9387 | 0 | 36.4443 | 0.88907 | 1.7532 | 34.5588 | 19.0753 | 0.078407 | 0.066777 | 5.779
1995-01-18 03:00 | 428.2035 | 253.9631 | 0 | 34.3138 | 0.88907 | 1.7517 | 35.7462 | 19.0998 | 0.078407 | 0.066777 | 1.8941
1995-01-18 04:00 | 415.5637 | 255.6071 | 0 | 22.7054 | 0.88907 | 1.7495 | 30.7509 | 19.0852 | 0.078407 | 0.066777 | 2.9268
1995-01-18 05:00 | 420.1302 | 254.9106 | 0 | 31.5596 | 0.88907 | 1.7469 | 29.2487 | 19.18 | 0.078407 | 0.066777 | 6.4369
1995-01-18 06:00 | 402.5663 | 251.7428 | 0.49925 | 45.6309 | 0.88907 | 1.7456 | 23.7176 | 19.3859 | 0.078407 | 0.066777 | 12.0994
1995-01-18 07:00 | 437.523 | 254.6227 | 24.9651 | 38.5101 | 0.88907 | 1.745 | 28.886 | 19.6 | 0.078407 | 0.066777 | 15.1728
1995-01-18 08:00 | 434.7657 | 254.875 | 85.7681 | 34.1235 | 0.88907 | 1.75 | 23.685 | 19.6548 | 0.078407 | 0.020247 | 10.8688
1995-01-18 09:00 | 419.2128 | 252.1674 | 176.3228 | 31.0705 | 0.88907 | 1.7517 | 17.5616 | 19.6966 | 0.078407 | 0.0042866 | 0.085419
1995-01-18 10:00 | 390.8056 | 252.7742 | 247.8411 | 32.2742 | 0.88907 | 1.7503 | 17.7255 | 19.5854 | 0.078407 | 0.0042866 | 0
1995-01-18 11:00 | 370.3654 | 254.4595 | 288.4412 | 31.4023 | 0.88907 | 1.7529 | 21.5449 | 19.537 | 0.078407 | 0.0042866 | 0.78917
1995-01-18 12:00 | 356.4463 | 250.7012 | 291.5134 | 29.2752 | 0.88907 | 1.7555 | 16.7576 | 19.5291 | 0.078407 | 0.0042866 | 0.13628
1995-01-18 13:00 | 379.0263 | 252.8161 | 228.2728 | 29.253 | 0.88907 | 1.7561 | 16.5601 | 19.5692 | 0.078407 | 0.0042866 | 0.51458
1995-01-18 14:00 | 376.0453 | 245.4327 | 173.4613 | 31.8525 | 0.88907 | 1.7579 | 27.2071 | 19.5969 | 0.078407 | 0.0042866 | 7.2402
1995-01-18 15:00 | 391.6469 | 231.7553 | 80.8828 | 40.3266 | 0.88907 | 1.7586 | 34.7445 | 19.6931 | 0.089659 | 0.019936 | 34.4481
1995-01-18 16:00 | 406.2364 | 217.7243 | 33.0285 | 52.3915 | 0.88907 | 1.7587 | 37.089 | 19.7829 | 0.089659 | 0.066466 | 47.9692
1995-01-18 17:00 | 405.8805 | 216.1134 | 4.2438 | 45.2247 | 0.88907 | 1.7595 | 35.0491 | 19.8299 | 0.044582 | 0.066466 | 25.2147
1995-01-18 18:00 | 412.5947 | 211.1883 | 0 | 46.72 | 0.88907 | 1.7598 | 35.5387 | 19.8476 | 0.011253 | 0.066466 | 26.262
1995-01-18 19:00 | 418.1681 | 208.3036 | 0 | 53.4761 | 0.88907 | 1.7608 | 36.5816 | 19.8105 | 0.011253 | 0.066466 | 20.7
1995-01-18 20:00 | 413.7652 | 211.0048 | 0 | 58.8961 | 0.88907 | 1.7624 | 35.5361 | 19.7777 | 0.052253 | 0.066466 | 19.1325
1995-01-18 21:00 | 408.3274 | 211.2413 | 0 | 62.5781 | 0.88907 | 1.7634 | 35.549 | 19.6785 | 0.052253 | 0.066466 | 13.6301
1995-01-18 22:00 | 390.6738 | 215.4706 | 0 | 64.3925 | 0.88907 | 1.7646 | 36.8576 | 19.5758 | 0.052253 | 0.066466 | 15.5874
1995-01-18 23:00 | 389.7003 | 218.0273 | 0 | 55.6046 | 0.88907 | 1.7651 | 26.4019 | 19.3992 | 0.052253 | 0.019936 | 15.1618
1995-01-19 | 385.2241 | 215.5877 | 0 | 65.946 | 0.88907 | 1.7659 | 35.9019 | 19.2691 | 0.052253 | 0.019936 | 15.8166
1995-01-19 01:00 | 393.6122 | 211.6546 | 0 | 55.4694 | 0.88907 | 1.7693 | 33.5532 | 19.1923 | 0.052253 | 0.019936 | 17.2009
1995-01-19 02:00 | 385.4341 | 204.0733 | 0 | 54.9186 | 0.88907 | 1.769 | 24.0213 | 19.1593 | 0.052253 | 0.0042866 | 19.2906
1995-01-19 03:00 | 376.497 | 209.0074 | 0 | 43.7028 | 0.88907 | 1.7677 | 31.5482 | 19.5746 | 0.052253 | 0.0042866 | 14.734
1995-01-19 04:00 | 377.9742 | 215.2932 | 0 | 36.1022 | 0.88907 | 1.7981 | 21.9974 | 19.146 | 0.052253 | 0.0042866 | 2.425
1995-01-19 05:00 | 371.1726 | 222.624 | 0 | 32.6907 | 0.88907 | 1.7919 | 18.5015 | 19.2062 | 0.052253 | 0 | 2.7322
1995-01-19 06:00 | 369.6839 | 230.716 | 0.62682 | 33.4381 | 0.88907 | 1.7907 | 19.2504 | 19.4254 | 0.052253 | 0.0042866 | 3.9966
1995-01-19 07:00 | 388.2847 | 238.402 | 17.4753 | 58.2651 | 0.88907 | 1.7899 | 32.1371 | 20.0609 | 0.052253 | 0.0042866 | 13.8037
1995-01-19 08:00 | 381.2175 | 237.6636 | 80.8929 | 45.2084 | 0.88907 | 1.7905 | 26.2365 | 20.1002 | 0.052253 | 0.0042866 | 18.3887
1995-01-19 09:00 | 363.008 | 237.7462 | 197.6232 | 45.3517 | 0.88907 | 1.7919 | 21.5472 | 20.0845 | 0.052253 | 0.0042866 | 3.8479
1995-01-19 10:00 | 313.3959 | 237.5874 | 296.7987 | 33.8964 | 0.88907 | 1.8019 | 16.6171 | 19.6676 | 0.052253 | 0.0042866 | 5.5353
1995-01-19 11:00 | 303.2472 | 240.1013 | 357.8043 | 30.6154 | 0.88907 | 1.8038 | 10.0828 | 20.0456 | 0.052253 | 0.0042866 | 2.805
1995-01-19 12:00 | 296.1329 | 241.2213 | 360.7389 | 28.7722 | 0.88907 | 1.8058 | 10.0282 | 20.019 | 0.052253 | 0.0042866 | 4.0628
1995-01-19 13:00 | 306.6292 | 244.9993 | 317.8728 | 31.9309 | 0.88907 | 1.8059 | 10.6878 | 19.9069 | 0.052253 | 0.0042866 | 4.9743
1995-01-19 14:00 | 326.9801 | 247.9285 | 236.4473 | 35.4379 | 0.88907 | 1.8082 | 11.2225 | 20.2008 | 0.13066 | 0.0042866 | 13.7483
1995-01-19 15:00 | 343.865 | 249.8341 | 135.484 | 32.9908 | 0.88907 | 1.8081 | 10.6947 | 20.0116 | 0.13066 | 0.0042866 | 36.5473
1995-01-19 16:00 | 408.4224 | 251.766 | 34.8075 | 54.2739 | 0.88907 | 1.8073 | 23.4382 | 20.3068 | 0.13066 | 0.0042866 | 30.6578
1995-01-19 17:00 | 403.6144 | 258.4586 | 3.4239 | 30.9132 | 1.5391 | 1.8073 | 23.3554 | 20.1747 | 0.13066 | 0.0042866 | 21.1661
1995-01-19 18:00 | 395.2964 | 244.9172 | 0 | 46.7527 | 1.5391 | 1.8068 | 24.5209 | 19.7835 | 0.13066 | 0.0042866 | 22.9217
1995-01-19 19:00 | 434.4224 | 241.0339 | 0 | 35.6041 | 1.5391 | 1.8072 | 24.9653 | 19.7594 | 0.13066 | 0.0042866 | 27.5433
1995-01-19 20:00 | 426.6876 | 253.4448 | 0 | 37.8381 | 1.5391 | 1.8082 | 25.0623 | 19.7226 | 0.13066 | 0.050817 | 21.3341
1995-01-19 21:00 | 442.7148 | 252.566 | 0 | 44.5653 | 1.5391 | 1.8086 | 24.7502 | 19.6913 | 0.13066 | 0.050817 | 11.2526
1995-01-19 22:00 | 427.0923 | 241.0259 | 0 | 50.3305 | 1.5391 | 1.8093 | 24.6159 | 19.5929 | 0.13066 | 0.051128 | 11.7988
1995-01-19 23:00 | 439.7152 | 241.9979 | 0 | 25.0134 | 1.5391 | 1.8095 | 22.8042 | 19.1098 | 0.13066 | 0.051128 | 7.3556
1995-01-20 | 462.433 | 243.914 | 0 | 36.1713 | 1.5391 | 1.7996 | 25.7968 | 19.0575 | 0.13066 | 0.066777 | 3.8716
1995-01-20 01:00 | 444.7062 | 244.2905 | 0 | 27.243 | 1.5391 | 1.7991 | 25.4775 | 18.9935 | 0.13066 | 0.066777 | 2.447
1995-01-20 02:00 | 420.2865 | 242.4326 | 0 | 32.1727 | 1.5391 | 1.818 | 24.2473 | 19.2903 | 0.13066 | 0.066777 | 4.5871
1995-01-20 03:00 | 432.8349 | 247.5547 | 0 | 26.8778 | 1.5391 | 1.8163 | 24.8709 | 18.7867 | 0.13066 | 0.066777 | 2.2911
1995-01-20 04:00 | 416.2652 | 248.1584 | 0 | 27.2642 | 1.5391 | 1.814 | 23.4023 | 18.584 | 0.13066 | 0.066777 | 2.0282
1995-01-20 05:00 | 384.0714 | 252.2719 | 0 | 17.3996 | 1.5391 | 1.7915 | 22.8269 | 18.5589 | 0.13066 | 0.020247 | 0.63041
1995-01-20 06:00 | 381.8083 | 249.9793 | 0.59902 | 20.1776 | 1.5391 | 1.77 | 17.0399 | 18.8942 | 0.13066 | 0.020247 | 8.7554
1995-01-20 07:00 | 437.5343 | 253.4234 | 16.293 | 28.7852 | 1.5391 | 1.769 | 19.4875 | 19.4039 | 0.13066 | 0.066777 | 4.1641
1995-01-20 08:00 | 398.822 | 254.6194 | 75.2504 | 29.8676 | 1.5391 | 1.7694 | 20.7737 | 19.1926 | 0.13066 | 0.020247 | 0.27327
1995-01-20 09:00 | 376.8438 | 250.8458 | 165.0273 | 20.3959 | 1.5391 | 1.7482 | 10.9557 | 19.1626 | 0.13066 | 0.0042866 | 0
1995-01-20 10:00 | 362.2085 | 253.3979 | 261.8506 | 24.6046 | 1.5391 | 1.75 | 10.7293 | 19.0546 | 0.11399 | 0.0042866 | 0.059986
1995-01-20 11:00 | 344.4072 | 254.2719 | 289.8952 | 18.9554 | 1.5391 | 1.756 | 10.9486 | 19.1716 | 0.11399 | 0.0042866 | 2.1565
1995-01-20 12:00 | 349.5451 | 243.9112 | 304.1161 | 25.7274 | 1.5391 | 1.758 | 10.6463 | 19.158 | 0.11399 | 0.0042866 | 0.43522
1995-01-20 13:00 | 340.9269 | 242.5216 | 272.3849 | 16.8096 | 1.5391 | 1.7639 | 10.5145 | 19.1991 | 0.11399 | 0.0042866 | 0
1995-01-20 14:00 | 378.2533 | 247.577 | 202.2316 | 17.6934 | 1.5391 | 1.7598 | 20.8563 | 19.6565 | 0.11399 | 0.0042866 | 1.3646
1995-01-20 15:00 | 393.0093 | 247.1442 | 94.0006 | 37.7386 | 1.5391 | 1.7601 | 19.1311 | 19.1889 | 0.11399 | 0.066777 | 3.6529
1995-01-20 16:00 | 402.1277 | 249.1592 | 29.7471 | 24.9194 | 1.5391 | 1.7598 | 29.2302 | 19.3032 | 0.11399 | 0.066777 | 18.0307
1995-01-20 17:00 | 391.4967 | 254.3876 | 7.8177 | 38.0444 | 1.5391 | 1.7603 | 29.2321 | 19.6346 | 0.11399 | 0.066777 | 2.8939
1995-01-20 18:00 | 404.077 | 255.542 | 0 | 31.4185 | 1.5391 | 1.7605 | 29.319 | 19.3545 | 0.11399 | 0.066777 | 6.0577
1995-01-20 19:00 | 400.6693 | 254.7896 | 0 | 29.7307 | 1.5391 | 1.7605 | 29.319 | 19.5762 | 0.11399 | 0.066777 | 6.1914
1995-01-20 20:00 | 410.8704 | 252.2916 | 0 | 23.9425 | 1.5391 | 1.7662 | 30.2904 | 19.4602 | 0.11399 | 0.066777 | 8.1997
1995-01-20 21:00 | 401.4727 | 250.6521 | 0 | 26.3986 | 1.5391 | 1.7913 | 26.1861 | 19.5884 | 0.11399 | 0.066777 | 6.5229
1995-01-20 22:00 | 383.0001 | 254.2518 | 0 | 41.3828 | 1.5391 | 1.8236 | 29.3631 | 19.415 | 0.11399 | 0.066777 | 4.0483
1995-01-20 23:00 | 391.2978 | 244.6108 | 0 | 28.7143 | 1.5391 | 1.8239 | 17.3927 | 19.1774 | 0.11399 | 0.066777 | 5.1164
1995-01-21 | 364.4978 | 244.2897 | 0 | 37.4227 | 1.5391 | 1.807 | 23.6414 | 17.8222 | 0.11399 | 0.066777 | 1.9932
1995-01-21 01:00 | 366.7446 | 243.5427 | 0 | 28.6155 | 1.5391 | 1.8069 | 24.5559 | 18.0176 | 0.11399 | 0.045676 | 3.5692
1995-01-21 02:00 | 354.6449 | 238.8051 | 0 | 32.148 | 1.5391 | 1.7916 | 18.5622 | 18.7036 | 0.11399 | 0.020247 | 5.7547
1995-01-21 03:00 | 335.9663 | 241.6265 | 0 | 26.8641 | 1.5391 | 1.7909 | 22.3363 | 18.9804 | 0.11399 | 0.020247 | 2.5548
1995-01-21 04:00 | 313.9034 | 233.4684 | 0 | 26.8205 | 1.5391 | 1.7898 | 9.961 | 18.7336 | 0.11399 | 0.020247 | 0.66739
1995-01-21 05:00 | 309.1211 | 232.2372 | 0 | 15.9489 | 1.5391 | 1.7886 | 9.2396 | 18.7831 | 0.11399 | 0.0042866 | 2.68
1995-01-21 06:00 | 262.0308 | 228.3545 | 0.16917 | 18.9377 | 1.5391 | 1.7879 | 9.7811 | 19.0434 | 0.11399 | 0.0042866 | 6.2307
1995-01-21 07:00 | 301.2494 | 239.8493 | 17.1788 | 36.1479 | 1.5391 | 1.7875 | 22.7273 | 19.283 | 0.11399 | 0.020247 | 10.9593
1995-01-21 08:00 | 266.5972 | 240.7214 | 84.8577 | 30.8383 | 1.5391 | 1.7878 | 9.6463 | 19.3346 | 0.11399 | 0.019936 | 8.3845
1995-01-21 09:00 | 230.6063 | 233.403 | 198.596 | 24.2439 | 1.5391 | 1.7568 | 10.1972 | 19.3572 | 0.11399 | 0.0042866 | 2.8653
1995-01-21 10:00 | 251.1361 | 231.7051 | 296.2856 | 21.8057 | 1.5391 | 1.7577 | 8.1805 | 19.6161 | 0.13066 | 0.0042866 | 0.83439
1995-01-21 11:00 | 203.5803 | 223.3043 | 353.561 | 10.8683 | 1.5391 | 1.7338 | 8.6484 | 19.5487 | 0.13066 | 0.0042866 | 0.3201
1995-01-21 12:00 | 201.5087 | 224.6538 | 365.0883 | 10.1693 | 1.5391 | 1.7354 | 8.3188 | 18.2818 | 0.13066 | 0.0042866 | 0.95389
1995-01-21 13:00 | 225.4045 | 216.2245 | 311.5154 | 14.0619 | 1.5391 | 1.7298 | 11.1496 | 18.2872 | 0.13066 | 0.0042866 | 2.5521
1995-01-21 14:00 | 241.5469 | 223.1526 | 232.034 | 28.6905 | 1.5391 | 1.7307 | 14.4121 | 18.3113 | 0.13066 | 0.019936 | 5.1771
1995-01-21 15:00 | 262.7723 | 221.6142 | 134.3577 | 38.0308 | 1.5391 | 1.7307 | 28.2447 | 19.7101 | 0.13066 | 0.019936 | 15.6398
1995-01-21 16:00 | 313.4727 | 230.0594 | 47.9128 | 28.0856 | 1.5391 | 1.7285 | 30.8443 | 19.6869 | 0.13066 | 0.019936 | 27.3888
1995-01-21 17:00 | 295.993 | 213.9581 | 7.976 | 37.6122 | 1.5391 | 1.7286 | 33.3058 | 20.0659 | 0.13066 | 0.019936 | 22.548
1995-01-21 18:00 | 338.9335 | 217.0255 | 0 | 24.1711 | 1.5391 | 1.7283 | 27.3827 | 20.0136 | 0.13066 | 0.019936 | 31.1789
1995-01-21 19:00 | 329.6094 | 224.7359 | 0 | 25.4544 | 1.5391 | 1.7287 | 26.8777 | 19.6795 | 0.13066 | 0.019936 | 16.6721
1995-01-21 20:00 | 341.901 | 229.1159 | 0 | 24.3492 | 1.5391 | 1.7297 | 32.9041 | 19.7655 | 0.13066 | 0.019936 | 15.7163
1995-01-21 21:00 | 351.8489 | 229.7943 | 0 | 33.4561 | 1.5391 | 1.7301 | 30.8856 | 19.4339 | 0.13066 | 0.019936 | 1.7285
1995-01-21 22:00 | 357.2753 | 226.578 | 0 | 26.5794 | 1.5391 | 1.7309 | 29.7213 | 19.2024 | 0.13066 | 0.019936 | 4.5933
1995-01-21 23:00 | 344.2909 | 236.8896 | 0 | 25.9862 | 1.5391 | 1.7311 | 29.3964 | 19.3003 | 0.13066 | 0.019936 | 0
1995-01-22 | 410.3825 | 246.9712 | 0 | 45.7387 | 1.5391 | 1.7293 | 26.8093 | 19.6714 | 0.13066 | 0.019936 | 16.0243
1995-01-22 01:00 | 405.8875 | 252.148 | 0 | 43.8142 | 1.5391 | 1.7295 | 25.2665 | 19.5911 | 0.13066 | 0.019936 | 11.4251
1995-01-22 02:00 | 392.7997 | 244.5561 | 0 | 40.7809 | 1.5391 | 1.7295 | 24.2379 | 19.1172 | 0.13066 | 0.019936 | 6.6505
1995-01-22 03:00 | 402.9801 | 253.0068 | 0 | 27.3206 | 1.5391 | 1.7287 | 23.4547 | 19.2023 | 0.13066 | 0.019936 | 3.1131
1995-01-22 04:00 | 390.1251 | 252.4064 | 0 | 28.3149 | 1.5391 | 1.7273 | 24.1414 | 19.3709 | 0.13066 | 0.019936 | 2.1993
1995-01-22 05:00 | 383.9098 | 236.7671 | 0 | 47.8899 | 1.5391 | 1.7262 | 20.0877 | 19.352 | 0.13066 | 0.019936 | 6.1546
1995-01-22 06:00 | 431.1811 | 235.2551 | 0.39518 | 34.4852 | 1.5391 | 1.7256 | 24.3103 | 20.2952 | 0.13066 | 0.019936 | 18.4497
1995-01-22 07:00 | 458.9194 | 230.4335 | 18.5854 | 43.9456 | 1.5391 | 1.7251 | 24.3887 | 20.366 | 0.052253 | 0.019936 | 29.3617
1995-01-22 08:00 | 446.2735 | 233.9529 | 73.1838 | 35.3828 | 0 | 1.727 | 24.4181 | 20.7229 | 0.052253 | 0.019936 | 5.9248
1995-01-22 09:00 | 451.8443 | 238.8734 | 168.6608 | 28.7119 | 0 | 1.7253 | 24.4854 | 20.7146 | 0.052253 | 0.019936 | 0.85088
1995-01-22 10:00 | 385.164 | 248.1268 | 256.5542 | 36.5548 | 0 | 1.7263 | 24.6739 | 20.5787 | 0.052253 | 0.019936 | 1.638
1995-01-22 11:00 | 437.9105 | 236.8958 | 309.2894 | 35.1679 | 0 | 1.728 | 24.4284 | 20.628 | 0.052253 | 0.019936 | 0.1056
1995-01-22 12:00 | 417.3557 | 229.087 | 315.9192 | 39.8886 | 0 | 1.7474 | 24.4254 | 20.5575 | 0.052253 | 0.019936 | 5.6067
1995-01-22 13:00 | 367.6843 | 225.4408 | 277.0991 | 24.3806 | 0 | 1.7475 | 25.0607 | 20.3091 | 0.052253 | 0.019936 | 2.258
1995-01-22 14:00 | 406.1142 | 219.0071 | 211.9058 | 32.5333 | 0.65 | 1.7478 | 24.7347 | 20.5837 | 0.052253 | 0.019936 | 3.4944
1995-01-22 15:00 | 384.8967 | 222.4854 | 120.8695 | 38.7448 | 1.5391 | 1.7512 | 26.4986 | 20.6853 | 0.052253 | 0.019936 | 22.4911
1995-01-22 16:00 | 384.9558 | 206.6782 | 45.3986 | 53.3577 | 1.5391 | 1.7574 | 26.0719 | 20.7282 | 0.052253 | 0.019936 | 36.5098
1995-01-22 17:00 | 425.3386 | 197.3085 | 7.6793 | 41.5365 | 1.5391 | 1.7897 | 27.9655 | 20.7745 | 0.052253 | 0.019936 | 56.9067
1995-01-22 18:00 | 418.1751 | 183.2188 | 0 | 51.3978 | 1.5391 | 1.7728 | 22.9227 | 20.7523 | 0.052253 | 0.066466 | 84.6932
1995-01-22 19:00 | 407.5186 | 163.5535 | 0 | 50.2493 | 1.5391 | 1.7723 | 28.5503 | 20.7458 | 0.052253 | 0.066466 | 57.6819
1995-01-22 20:00 | 433.8054 | 164.4423 | 0 | 42.0246 | 0.2301 | 1.7723 | 26.0243 | 20.6792 | 0.052253 | 0.066466 | 58.4142
1995-01-22 21:00 | 435.1437 | 174.0306 | 0 | 47.843 | 0 | 1.772 | 25.7952 | 20.6085 | 0.052253 | 0.066466 | 14.8375
1995-01-22 22:00 | 425.4217 | 179.8599 | 0 | 48.3222 | 0 | 1.7727 | 24.812 | 20.2236 | 0.052253 | 0.066466 | 19.7579
1995-01-22 23:00 | 427.0574 | 182.818 | 0 | 44.0706 | 0 | 1.7729 | 21.2301 | 20.3961 | 0.052253 | 0.066466 | 2.0391
1995-01-23 | 464.4677 | 202.3546 | 0 | 53.921 | 0 | 1.7718 | 23.2994 | 20.3181 | 0.052253 | 0.0042866 | 3.2063
1995-01-23 01:00 | 467.0821 | 223.417 | 0 | 54.1726 | 0 | 1.7716 | 23.2241 | 20.2002 | 0.052253 | 0.0042866 | 1.0222
1995-01-23 02:00 | 467.1938 | 232.7451 | 0 | 46.042 | 0 | 1.7715 | 23.6279 | 20.1509 | 0.052253 | 0.0042866 | 0.12464
1995-01-23 03:00 | 466.7823 | 240.4328 | 0 | 37.6317 | 0 | 1.7705 | 23.567 | 20.1476 | 0.052253 | 0.0042866 | 1.7714
1995-01-23 04:00 | 464.5687 | 242.7181 | 0 | 30.0295 | 0 | 1.7694 | 22.778 | 20.1637 | 0.052253 | 0.0042866 | 0.72688
1995-01-23 05:00 | 466.3393 | 236.1857 | 0 | 30.3423 | 0 | 1.7679 | 12.8882 | 20.1985 | 0.052253 | 0.0042866 | 3.3337
1995-01-23 06:00 | 495.7724 | 232.006 | 0.77315 | 53.0874 | 0 | 1.7676 | 20.9788 | 20.2879 | 0.052253 | 0.0042866 | 9.2562
1995-01-23 07:00 | 509.0636 | 233.0953 | 20.1283 | 58.6534 | 0 | 1.7818 | 20.176 | 20.3559 | 0.052253 | 0.0042866 | 45.5192
1995-01-23 08:00 | 495.9708 | 251.131 | 76.8404 | 47.1761 | 0 | 1.7837 | 13.2811 | 20.4959 | 0.052253 | 0.0042866 | 11.0147
1995-01-23 09:00 | 495.2795 | 247.3264 | 179.3553 | 49.2438 | 0 | 1.7845 | 20.3108 | 20.4582 | 0.052253 | 0.0042866 | 4.2743
1995-01-23 10:00 | 476.3524 | 246.5524 | 268.9966 | 40.6789 | 0 | 1.7857 | 20.1332 | 20.3163 | 0.052253 | 0.0042866 | 22.0296
1995-01-23 11:00 | 489.9257 | 244.1374 | 319.6978 | 54.5636 | 0 | 1.7821 | 19.4922 | 20.4143 | 0.052253 | 0.0042866 | 0
1995-01-23 12:00 | 502.3384 | 246.5166 | 327.3826 | 40.5308 | 0 | 1.7832 | 8.346 | 20.3879 | 0.052253 | 0.0042866 | 29.8192
1995-01-23 13:00 | 497.5817 | 258.844 | 281.7733 | 53.7535 | 0 | 1.7835 | 20.1816 | 20.3481 | 0.052253 | 0.0042866 | 0.97744
1995-01-23 14:00 | 487.5995 | 250.9067 | 205.3225 | 44.6383 | 0 | 1.7837 | 12.8209 | 20.2922 | 0.052253 | 0.0042866 | 0.48387
1995-01-23 15:00 | 506.995 | 255.2691 | 104.1348 | 54.9949 | 0 | 1.788 | 19.4312 | 20.3792 | 0.052253 | 0.0042866 | 9.4132
1995-01-23 16:00 | 491.6644 | 256.7186 | 23.7537 | 52.3194 | 0 | 1.7872 | 19.9428 | 20.4298 | 0.052253 | 0.0042866 | 45.9956
1995-01-23 17:00 | 496.5358 | 257.563 | 3.6682 | 59.037 | 0 | 1.7861 | 20.4557 | 20.3623 | 0.052253 | 0.0042866 | 56.2999
1995-01-23 18:00 | 496.8147 | 258.5881 | 0 | 50.0324 | 0 | 1.7853 | 12.799 | 20.4701 | 0.052253 | 0.0042866 | 38.3766
1995-01-23 19:00 | 494.668 | 255.3514 | 0 | 48.8923 | 0 | 1.7694 | 21.0034 | 20.4287 | 0.052253 | 0.0042866 | 27.5122
1995-01-23 20:00 | 487.5934 | 257.8448 | 0 | 45.9469 | 0 | 1.7697 | 18.3787 | 20.1933 | 0.052253 | 0.0042866 | 21.8192
1995-01-23 21:00 | 484.2883 | 257.9629 | 0 | 38.6409 | 0 | 1.7696 | 12.7684 | 20.1568 | 0.011253 | 0.0042866 | 16.4249
1995-01-23 22:00 | 477.6535 | 258.2529 | 0 | 46.8955 | 0 | 1.7585 | 21.5544 | 20.1102 | 0.011253 | 0.0042866 | 5.5677
1995-01-23 23:00 | 465.8483 | 253.1253 | 0 | 49.0687 | 0 | 1.7571 | 16.1214 | 20.2752 | 0.011253 | 0.0042866 | 3.0516
1995-01-24 | 482.3138 | 260.5233 | 0 | 38.6183 | 0 | 1.76 | 12.2325 | 20.1663 | 0.011253 | 0.0042866 | 8.3422
1995-01-24 01:00 | 478.5305 | 257.0933 | 0 | 30.2147 | 0 | 1.7594 | 13.0251 | 20.1514 | 0.011253 | 0.0042866 | 4.477
1995-01-24 02:00 | 470.7376 | 253.6836 | 0 | 37.0605 | 0 | 1.7585 | 10.8083 | 20.0874 | 0.011253 | 0.0042866 | 6.9713
1995-01-24 03:00 | 463.7956 | 256.5474 | 0 | 34.8367 | 0 | 1.7566 | 9.1309 | 20.1196 | 0.011253 | 0.0042866 | 8.2311
1995-01-24 04:00 | 464.6424 | 254.0613 | 0 | 23.4019 | 0 | 1.7542 | 7.7052 | 20.1267 | 0.011253 | 0 | 9.4364
1995-01-24 05:00 | 463.2976 | 258.2164 | 0 | 34.4263 | 0 | 1.7255 | 7.7884 | 20.1922 | 0.011253 | 0 | 2.6451
1995-01-24 06:00 | 456.1519 | 257.9703 | 1.2013 | 28.7424 | 0 | 1.7236 | 7.9647 | 20.3185 | 0.011253 | 0 | 1.6422
1995-01-24 07:00 | 475.8228 | 256.9486 | 16.932 | 40.7979 | 0 | 1.7262 | 16.7201 | 20.4791 | 0.011253 | 0 | 11.5416
1995-01-24 08:00 | 473.7157 | 260.4518 | 96.8752 | 44.3536 | 0 | 1.7263 | 8.2968 | 20.5598 | 0.011253 | 0 | 5.4091
1995-01-24 09:00 | 459.1031 | 256.1364 | 203.0162 | 30.6201 | 0 | 1.7273 | 8.2425 | 20.4717 | 0.011253 | 0 | 0.5899
1995-01-24 10:00 | 440.7612 | 251.8203 | 305.6268 | 20.6276 | 0 | 1.7249 | 8.2848 | 20.5919 | 0.011253 | 0 | 0.64656
1995-01-24 11:00 | 411.85 | 250.037 | 370.3487 | 27.533 | 0 | 1.7267 | 8.2459 | 20.5481 | 0.011253 | 0 | 0.085581
1995-01-24 12:00 | 414.1835 | 244.0232 | 399.7085 | 30.6149 | 0 | 1.7284 | 8.1985 | 20.5321 | 0.011253 | 0 | 0.24144
1995-01-24 13:00 | 432.8758 | 241.3458 | 337.6865 | 31.801 | 0 | 1.7284 | 8.1965 | 20.5508 | 0.011253 | 0 | 0
1995-01-24 14:00 | 458.1158 | 238.4112 | 243.4777 | 31.1894 | 0 | 1.7294 | 8.2227 | 20.5567 | 0.011253 | 0 | 0.66638
1995-01-24 15:00 | 464.2829 | 239.9736 | 124.675 | 33.3926 | 0 | 1.7291 | 8.2905 | 20.6427 | 0.011253 | 0 | 5.7352
1995-01-24 16:00 | 488.1415 | 240.2904 | 20.3524 | 44.1262 | 0 | 1.7575 | 15.3946 | 20.6803 | 0.011253 | 0 | 19.0022
1995-01-24 17:00 | 481.3984 | 237.7862 | 3.5415 | 37.4683 | 0 | 1.7573 | 8.394 | 20.7454 | 0.050253 | 0 | 16.9765
1995-01-24 18:00 | 477.8335 | 235.0962 | 0 | 36.5029 | 0 | 1.7625 | 8.4191 | 20.7501 | 0.050253 | 0 | 19.7919
1995-01-24 19:00 | 478.4264 | 232.0805 | 0 | 39.1585 | 0 | 1.7626 | 8.437 | 20.7702 | 0.050253 | 0.0042866 | 17.2917
1995-01-24 20:00 | 490.1917 | 228.5809 | 0 | 36.9117 | 0 | 1.7635 | 9.1906 | 20.7315 | 0.050253 | 0.0042866 | 19.4376
1995-01-24 21:00 | 481.1812 | 223.2304 | 0 | 52.3149 | 0 | 1.7637 | 9.7736 | 20.6887 | 0.091253 | 0.0042866 | 11.0006
1995-01-24 22:00 | 469.9603 | 222.165 | 0 | 42.1253 | 0 | 1.7643 | 10.2672 | 20.6967 | 0.091253 | 0.019936 | 16.187
1995-01-24 23:00 | 462.4143 | 213.1645 | 0 | 39.8233 | 0 | 1.7642 | 9.5544 | 20.5289 | 0.091253 | 0.019936 | 12.661
1995-01-25 | 477.7586 | 201.1756 | 0 | 53.7733 | 0 | 1.7638 | 22.8939 | 20.4047 | 0.039 | 0.0042866 | 15.3156
1995-01-25 01:00 | 449.8568 | 194.0796 | 0 | 54.3274 | 0 | 1.7724 | 22.6468 | 20.3797 | 0.039 | 0.0042866 | 13.1774
1995-01-25 02:00 | 422.9296 | 178.2634 | 0 | 52.5601 | 0 | 1.7714 | 12.8024 | 20.3927 | 0.039 | 0.0042866 | 10.896
1995-01-25 03:00 | 435.9776 | 165.2135 | 0 | 45.9159 | 0 | 1.7693 | 10.3414 | 20.3903 | 0.039 | 0.0042866 | 10.9258
1995-01-25 04:00 | 424.8713 | 152.9632 | 0 | 43.0535 | 0 | 1.7666 | 18.3723 | 20.4227 | 0.039 | 0.0042866 | 5.2685
1995-01-25 05:00 | 413.6741 | 142.2067 | 0 | 35.4885 | 0 | 1.7634 | 22.354 | 20.4945 | 0.039 | 0.0042866 | 11.7838
1995-01-25 06:00 | 401.0463 | 135.1148 | 1.1423 | 48.9287 | 0 | 1.7614 | 19.3146 | 20.746 | 0.039 | 0 | 18.6064
1995-01-25 07:00 | 432.7529 | 131.2786 | 24.3042 | 58.0061 | 0 | 1.7414 | 26.4038 | 20.9168 | 0.039 | 0.0042866 | 38.7286
1995-01-25 08:00 | 423.9174 | 128.7419 | 91.8889 | 66.3677 | 0 | 1.7416 | 26.2991 | 20.9307 | 0.091253 | 0 | 19.6382
1995-01-25 09:00 | 413.1737 | 127.374 | 189.9771 | 45.6208 | 0 | 1.7426 | 26.3237 | 20.9497 | 0.052253 | 0 | 13.5189
1995-01-25 10:00 | 348.9387 | 128.3546 | 265.2596 | 48.8496 | 0 | 1.7445 | 19.2732 | 20.9377 | 0.052253 | 0 | 16.1811
1995-01-25 11:00 | 342.9272 | 131.2155 | 309.3039 | 47.1627 | 0 | 1.7465 | 26.2986 | 20.9194 | 0.052253 | 0 | 12.7148
1995-01-25 12:00 | 348.5744 | 130.9111 | 307.4544 | 36.8976 | 0 | 1.7484 | 26.2509 | 20.855 | 0.052253 | 0 | 18.908
1995-01-25 13:00 | 338.3883 | 128.5862 | 280.4942 | 53.0221 | 0.72112 | 1.7484 | 26.2584 | 20.8948 | 0.052253 | 0 | 26.1216
1995-01-25 14:00 | 351.3576 | 126.0181 | 218.7869 | 49.1854 | 0.9368 | 1.7495 | 26.2674 | 20.9541 | 0.052253 | 0 | 37.7937
1995-01-25 15:00 | 344.56 | 122.2551 | 132.2302 | 54.3831 | 1.3336 | 1.7492 | 26.8433 | 20.9925 | 0.052253 | 0.0042866 | 67.6875
1995-01-25 16:00 | 388.3945 | 119.7445 | 43.6811 | 60.0702 | 1.3336 | 1.7484 | 39.8233 | 21.0624 | 0.052253 | 0.0042866 | 76.4905
1995-01-25 17:00 | 382.0374 | 117.0255 | 6.8633 | 51.0243 | 0.81818 | 1.7483 | 21.3309 | 21.01 | 0.052253 | 0.0042866 | 63.8029
1995-01-25 18:00 | 387.0921 | 123.2116 | 0 | 56.7938 | 1.3336 | 1.7477 | 29.7306 | 21.0168 | 0.052253 | 0.0042866 | 56.4589
1995-01-25 19:00 | 384.8684 | 136.927 | 0 | 59.8704 | 1.3336 | 1.7676 | 29.8813 | 21.0087 | 0.052253 | 0.0042866 | 40.464
1995-01-25 20:00 | 403.4645 | 140.8308 | 0 | 48.2762 | 1.3336 | 1.7688 | 21.4607 | 20.9842 | 0.052253 | 0.0042866 | 36.2556
1995-01-25 21:00 | 413.8868 | 145.6118 | 0 | 58.0215 | 0.69036 | 1.7692 | 33.1637 | 20.8907 | 0.052253 | 0.0042866 | 9.6252
1995-01-25 22:00 | 416.1755 | 147.6123 | 0 | 51.3501 | 0.95154 | 1.77 | 20.0401 | 20.7995 | 0.052253 | 0.0042866 | 18.2877
1995-01-25 23:00 | 427.3947 | 143.4191 | 0 | 50.1447 | 0 | 1.7701 | 20.2305 | 20.6729 | 0.052253 | 0.0042866 | 10.0613
1995-01-26 | 441.9307 | 154.017 | 0 | 58.2768 | 0 | 1.77 | 27.6467 | 20.5704 | 0.052253 | 0.0042866 | 7.3283
1995-01-26 01:00 | 436.6114 | 158.4861 | 0 | 47.7145 | 0 | 1.7695 | 24.8555 | 20.5384 | 0 | 0.0042866 | 3.1921
1995-01-26 02:00 | 454.5324 | 160.6374 | 0 | 46.4818 | 0 | 1.7687 | 12.7215 | 20.4027 | 0 | 0.0042866 | 4.1643
1995-01-26 03:00 | 462.1198 | 166.3533 | 0 | 45.475 | 0 | 1.7669 | 8.6629 | 20.4291 | 0.050725 | 0.0042866 | 4.3091
1995-01-26 04:00 | 454.0686 | 176.0534 | 0 | 37.934 | 0 | 1.7643 | 11.0161 | 20.4316 | 0 | 0.0042866 | 1.757
1995-01-26 05:00 | 435.7937 | 188.7856 | 0 | 41.2789 | 0 | 1.7614 | 8.8291 | 20.4705 | 0 | 0.0042866 | 2.0045
1995-01-26 06:00 | 421.3288 | 196.5757 | 1.5934 | 41.9578 | 0 | 1.7597 | 8.9762 | 20.5829 | 0 | 0.0042866 | 4.2325
1995-01-26 07:00 | 473.3791 | 203.5905 | 27.33 | 42.0388 | 0 | 1.7587 | 21.7602 | 20.8077 | 0 | 0.0042866 | 6.9945
1995-01-26 08:00 | 488.5108 | 209.5053 | 90.3589 | 45.7766 | 0 | 1.7591 | 16.4239 | 20.86 | 0 | 0.0042866 | 2.1206
1995-01-26 09:00 | 459.3017 | 192.1522 | 175.3276 | 34.9118 | 0 | 1.7773 | 18.1169 | 20.8416 | 0 | 0 | 10.0991
1995-01-26 10:00 | 441.5733 | 191.6008 | 254.0451 | 32.1314 | 0 | 1.7795 | 8.6701 | 20.9597 | 0 | 0 | 10.6524
1995-01-26 11:00 | 389.7303 | 211.2098 | 288.9153 | 32.5822 | 0 | 1.7912 | 11.7321 | 20.9316 | 0 | 0 | 0
1995-01-26 12:00 | 415.0537 | 211.5255 | 285.7752 | 33.0516 | 0 | 1.7933 | 8.6149 | 20.8843 | 0 | 0 | 3.2333
1995-01-26 13:00 | 380.9507 | 214.4134 | 230.2885 | 41.2193 | 0 | 1.7933 | 14.816 | 20.8463 | 0 | 0 | 0.17229
1995-01-26 14:00 | 428.074 | 212.0538 | 167.6736 | 41.5314 | 0 | 1.7946 | 8.6444 | 20.897 | 0 | 0 | 12.2215
1995-01-26 15:00 | 473.1792 | 213.3565 | 88.5069 | 44.1541 | 0 | 1.7945 | 21.716 | 20.9282 | 0 | 0.0042866 | 10.8514
1995-01-26 16:00 | 489.0899 | 214.9343 | 31.6825 | 48.8731 | 0 | 1.7939 | 21.7314 | 20.9543 | 0.039 | 0.0042866 | 20.3124
1995-01-26 17:00 | 441.6355 | 219.2921 | 5.8914 | 50.9355 | 0 | 1.7979 | 18.775 | 20.9208 | 0.039 | 0.0042866 | 10.2899
1995-01-26 18:00 | 433.1978 | 220.3397 | 0 | 47.4044 | 0 | 1.7936 | 10.1998 | 20.913 | 0.039 | 0.0042866 | 26.6953
1995-01-26 19:00 | 433.426 | 223.1324 | 0 | 52.0064 | 0 | 1.794 | 22.7552 | 20.9257 | 0.039 | 0.0042866 | 8.8278
1995-01-26 20:00 | 444.0076 | 219.8565 | 0 | 48.8721 | 0 | 1.7953 | 22.2246 | 20.9268 | 0.039 | 0.0042866 | 9.2392
1995-01-26 21:00 | 457.3125 | 210.893 | 0 | 55.686 | 0 | 1.7958 | 14.921 | 20.8548 | 0.039 | 0.0042866 | 11.3726
1995-01-26 22:00 | 434.1249 | 202.5202 | 0 | 54.6309 | 0 | 1.7967 | 8.7379 | 20.7208 | 0 | 0.0042866 | 28.7577
1995-01-26 23:00 | 447.1539 | 206.4737 | 0 | 55.258 | 0 | 1.7968 | 10.8083 | 20.4699 | 0 | 0.0042866 | 7.2095
1995-01-27 | 446.8228 | 209.3218 | 0 | 61.4362 | 0 | 1.7967 | 17.6544 | 19.8112 | 0 | 0.0042866 | 17.2881
1995-01-27 01:00 | 418.8034 | 213.7681 | 0 | 58.9315 | 0 | 1.7963 | 17.1468 | 19.7158 | 0 | 0.0042866 | 17.3103
1995-01-27 02:00 | 427.8566 | 216.7657 | 0 | 61.5847 | 0 | 1.7956 | 8.6509 | 19.518 | 0 | 0.0042866 | 17.5165
1995-01-27 03:00 | 395.4709 | 218.7755 | 0 | 53.6925 | 0 | 1.7937 | 8.3287 | 19.7911 | 0 | 0.0042866 | 19.3298
1995-01-27 04:00 | 396.738 | 222.7853 | 0 | 52.4456 | 0 | 1.7912 | 11.5413 | 19.8281 | 0 | 0.0042866 | 3.3091
1995-01-27 05:00 | 355.3967 | 223.2236 | 0 | 54.2443 | 0 | 1.7882 | 7.5837 | 19.7496 | 0 | 0 | 2.4541
1995-01-27 06:00 | 357.1054 | 224.6156 | 1.3703 | 52.3224 | 0 | 1.7864 | 7.9772 | 20.0789 | 0 | 0 | 3.4512
1995-01-27 07:00 | 340.8052 | 232.8771 | 17.462 | 61.4129 | 0 | 1.7853 | 10.9967 | 20.2992 | 0 | 0 | 33.1906
1995-01-27 08:00 | 340.2757 | 231.8033 | 129.5858 | 55.8311 | 0 | 1.7858 | 8.2447 | 20.6191 | 0 | 0 | 7.9718
1995-01-27 09:00 | 297.8261 | 225.9751 | 280.4942 | 43.2522 | 0 | 1.7872 | 8.2808 | 20.725 | 0 | 0 | 2.0322
1995-01-27 10:00 | 261.1796 | 232.6486 | 404.0309 | 40.5901 | 0 | 1.7894 | 7.9896 | 20.268 | 0 | 0 | 0.65542
1995-01-27 11:00 | 252.7337 | 228.8453 | 433.9446 | 41.0291 | 0 | 1.7865 | 7.7623 | 20.035 | 0 | 0 | 0.3052
1995-01-27 12:00 | 263.4212 | 211.6354 | 449.0993 | 36.0023 | 0 | 1.7526 | 7.9044 | 20.1757 | 0 | 0 | 1.6497
1995-01-27 13:00 | 291.2056 | 212.7911 | 392.299 | 34.9715 | 0 | 1.7528 | 7.8862 | 20.1657 | 0 | 0 | 10.3292
1995-01-27 14:00 | 311.8159 | 212.8499 | 301.9265 | 40.7473 | 0 | 1.7559 | 7.8198 | 20.2354 | 0 | 0 | 12.1258
1995-01-27 15:00 | 346.1847 | 222.1919 | 180.5579 | 35.0925 | 0 | 1.7569 | 8.1398 | 20.6075 | 0 | 0 | 14.8125
1995-01-27 16:00 | 409.2842 | 218.9847 | 58.5947 | 44.5351 | 0 | 1.7563 | 16.5143 | 20.661 | 0 | 0 | 23.3142
1995-01-27 17:00 | 382.6764 | 218.1349 | 10.1259 | 46.231 | 0 | 1.7564 | 8.1062 | 20.6664 | 0 | 0 | 7.1161
1995-01-27 18:00 | 423.8233 | 215.8689 | 0 | 44.0104 | 0 | 1.7561 | 8.2527 | 20.7465 | 0 | 0 | 18.9223
1995-01-27 19:00 | 413.8136 | 214.9723 | 0 | 41.8945 | 0 | 1.7617 | 8.2803 | 20.6315 | 0 | 0 | 17.2728
1995-01-27 20:00 | 433.2511 | 215.1916 | 0 | 42.4434 | 0 | 1.7628 | 8.313 | 20.7552 | 0 | 0.0042866 | 13.3648
1995-01-27 21:00 | 444.1474 | 219.9157 | 0 | 40.6768 | 0 | 1.7634 | 8.7188 | 20.6495 | 0 | 0.0042866 | 8.3933
1995-01-27 22:00 | 434.9753 | 225.6646 | 0 | 43.7232 | 0 | 1.7751 | 8.8662 | 20.5012 | 0 | 0.0042866 | 12.7453
1995-01-27 23:00 | 393.1805 | 230.8448 | 0 | 42.4745 | 0 | 1.7754 | 8.9222 | 20.135 | 0 | 0.0042866 | 4.0463
1995-01-28 | 421.2844 | 228.9968 | 0 | 33.2264 | 0 | 1.7751 | 9.1251 | 20.0682 | 0 | 0.0042866 | 14.0483
1995-01-28 01:00 | 380.0731 | 235.0177 | 0 | 43.8234 | 0 | 1.7746 | 9.1465 | 20.2092 | 0 | 0.0042866 | 14.5985
1995-01-28 02:00 | 370.6339 | 235.0797 | 0 | 33.3995 | 0 | 1.7739 | 8.8829 | 20.1387 | 0 | 0.0042866 | 15.2129
1995-01-28 03:00 | 375.0436 | 234.6624 | 0 | 51.2887 | 0 | 1.772 | 8.89 | 20.1467 | 0 | 0.0042866 | 11.2605
1995-01-28 04:00 | 354.3127 | 228.9948 | 0 | 30.9051 | 0 | 1.7579 | 8.6192 | 20.1738 | 0 | 0.0042866 | 5.0448
1995-01-28 05:00 | 310.0376 | 225.4783 | 0 | 33.9862 | 0 | 1.768 | 8.5105 | 20.3551 | 0 | 0.0042866 | 4.6275
1995-01-28 06:00 | 311.7196 | 216.0534 | 1.9916 | 40.0951 | 0 | 1.7661 | 8.2441 | 20.4602 | 0 | 0.0042866 | 8.4769
1995-01-28 07:00 | 345.0387 | 204.7139 | 30.1968 | 38.7601 | 0 | 1.7649 | 8.1766 | 20.3745 | 0 | 0.0042866 | 19.4857
1995-01-28 08:00 | 319.668 | 216.2036 | 98.559 | 43.7786 | 1.6 | 1.7651 | 8.2139 | 20.5026 | 0 | 0.0042866 | 11.203
1995-01-28 09:00 | 318.0018 | 232.1281 | 197.3584 | 35.056 | 0.77369 | 1.7662 | 7.8272 | 20.5622 | 0 | 0 | 0.55331
1995-01-28 10:00 | 268.8106 | 235.3636 | 267.851 | 35.6815 | 1.2096 | 1.7681 | 7.1875 | 19.3034 | 0 | 0 | 0.34175
1995-01-28 11:00 | 278.0605 | 227.6164 | 314.2044 | 19.1224 | 1.6 | 1.7701 | 7.6895 | 20.3927 | 0 | 0 | 0.3995
1995-01-28 12:00 | 271.9138 | 218.1023 | 323.6348 | 34.8076 | 0 | 1.7633 | 6.8199 | 19.0063 | 0 | 0 | 0.81236
1995-01-28 13:00 | 312.5334 | 216.9539 | 282.275 | 18.7763 | 1.6 | 1.7633 | 7.8116 | 19.6564 | 0 | 0 | 0.83993
1995-01-28 14:00 | 339.1977 | 207.3397 | 238.6955 | 25.9439 | 0.77023 | 1.7643 | 6.9916 | 19.0024 | 0 | 0 | 7.1138
1995-01-28 15:00 | 338.3396 | 221.7575 | 135.4008 | 38.0147 | 1.6 | 1.7641 | 8.173 | 20.2641 | 0 | 0.0042866 | 11.3773
1995-01-28 16:00 | 386.3754 | 228.1936 | 43.7141 | 43.8107 | 0.5469 | 1.7633 | 8.5186 | 20.7303 | 0 | 0.0042866 | 16.1496
1995-01-28 17:00 | 337.5992 | 224.9092 | 7.4485 | 37.3453 | 0 | 1.789 | 8.4546 | 20.8424 | 0 | 0.0042866 | 11.0292
1995-01-28 18:00 | 335.4407 | 219.504 | 0 | 42.7909 | 0 | 1.799 | 8.6176 | 20.7036 | 0 | 0.0042866 | 18.9384
1995-01-28 19:00 | 357.1226 | 220.0058 | 0 | 31.6569 | 0 | 1.7993 | 8.9096 | 20.5472 | 0 | 0.0042866 | 14.3266
1995-01-28 20:00 | 369.7308 | 222.0336 | 0 | 46.7319 | 0 | 1.8004 | 9.1291 | 20.6586 | 0 | 0.0042866 | 11.7826
1995-01-28 21:00 | 407.2953 | 216.3024 | 0 | 39.4774 | 0 | 1.8007 | 9.218 | 20.4048 | 0 | 0.0042866 | 7.9326
1995-01-28 22:00 | 400.5934 | 216.8797 | 0 | 37.4271 | 0 | 1.8014 | 9.1895 | 20.5439 | 0 | 0.0042866 | 3.5695
1995-01-28 23:00 | 399.2976 | 202.9238 | 0 | 43.5293 | 0 | 1.8015 | 8.7485 | 20.3044 | 0 | 0.0042866 | 0.18942
1995-01-29 | 485.3853 | 198.3025 | 0 | 56.3853 | 13.7349 | 1.799 | 25.3715 | 20.4878 | 0.052253 | 0.0042866 | 1.7342
1995-01-29 01:00 | 481.7273 | 190.2647 | 0 | 53.268 | 3.5836 | 1.7991 | 16.0271 | 20.4367 | 0.052253 | 0.0042866 | 1.7586
1995-01-29 02:00 | 479.7394 | 180.4093 | 0 | 49.2976 | 3.5836 | 1.7988 | 15.8109 | 20.4097 | 0.13066 | 0.0042866 | 9.8604
1995-01-29 03:00 | 476.5357 | 177.7177 | 0 | 44.2076 | 3.5836 | 1.7978 | 20.4674 | 20.4025 | 0.13066 | 0.0042866 | 3.8082
1995-01-29 04:00 | 472.3357 | 174.592 | 0 | 43.9634 | 3.5836 | 1.7959 | 15.5547 | 20.4661 | 0.13066 | 0.0042866 | 1.8592
1995-01-29 05:00 | 469.7971 | 175.9239 | 0 | 42.4593 | 3.5836 | 1.7942 | 15.4219 | 20.5816 | 0.13066 | 0.0042866 | 16.5278
1995-01-29 06:00 | 468.5335 | 176.8722 | 2.8108 | 76.8649 | 17.41 | 1.7934 | 18.315 | 20.843 | 0.13066 | 0.0042866 | 20.2856
1995-01-29 07:00 | 460.7571 | 181.5237 | 33.487 | 74.5206 | 17.41 | 1.7925 | 20.3214 | 21.1355 | 0.13066 | 0.0042866 | 14.3758
1995-01-29 08:00 | 455.8293 | 182.5834 | 120.7555 | 55.9724 | 17.41 | 1.7919 | 20.4541 | 21.1644 | 0.11399 | 0.0042866 | 6.1794
1995-01-29 09:00 | 437.2438 | 186.2463 | 230.4289 | 83.2978 | 17.41 | 1.7925 | 20.0721 | 21.1586 | 0.11399 | 0.0042866 | 7.7848
1995-01-29 10:00 | 439.7134 | 181.3468 | 301.5157 | 66.1975 | 17.41 | 1.7937 | 31.2545 | 21.1185 | 0.11399 | 0.0042866 | 0
1995-01-29 11:00 | 433.7386 | 174.5654 | 343.8903 | 76.5001 | 17.41 | 1.7958 | 20.3372 | 21.0086 | 0.11399 | 0.0042866 | 0.15494
1995-01-29 12:00 | 434.9016 | 177.8175 | 335.0941 | 69.5537 | 3.5836 | 1.7978 | 20.313 | 21.0984 | 0.11399 | 0.0042866 | 0
1995-01-29 13:00 | 436.8232 | 173.487 | 290.7048 | 71.6148 | 17.41 | 1.7979 | 19.5496 | 21.1412 | 0.11399 | 0.0042866 | 0.11809
1995-01-29 14:00 | 438.7449 | 160.2265 | 209.1648 | 65.6918 | 17.41 | 1.7983 | 20.3361 | 21.1447 | 0.11399 | 0.0042866 | 8.7263
1995-01-29 15:00 | 435.2519 | 143.0899 | 112.6993 | 78.0538 | 17.41 | 1.7976 | 19.5327 | 21.047 | 0.11399 | 0.0042866 | 21.6808
1995-01-29 16:00 | 436.1208 | 139.4473 | 27.5529 | 89.2096 | 3.5836 | 1.7968 | 28.193 | 21.2765 | 0.11399 | 0.019936 | 48.5633
1995-01-29 17:00 | 435.6461 | 140.2294 | 4.7891 | 89.3611 | 17.41 | 1.7963 | 23.3588 | 21.116 | 0.11399 | 0.019936 | 40.5964
1995-01-29 18:00 | 435.0905 | 148.6453 | 0 | 74.7418 | 11.3943 | 1.7619 | 28.8956 | 21.1062 | 0.11399 | 0.019936 | 37.2729
1995-01-29 19:00 | 432.0711 | 157.1184 | 0 | 72.5183 | 17.41 | 1.7615 | 35.1341 | 21.0937 | 0.11399 | 0.019936 | 37.8656
1995-01-29 20:00 | 426.8288 | 159.1725 | 0 | 81.4908 | 3.5836 | 1.7617 | 22.1928 | 21.1001 | 0.11399 | 0.019936 | 36.2448
1995-01-29 21:00 | 424.891 | 159.6484 | 0 | 78.709 | 17.41 | 1.7616 | 23.6924 | 21.0659 | 0.11399 | 0.019936 | 19.5568
1995-01-29 22:00 | 429.3925 | 167.4753 | 0 | 73.5057 | 17.41 | 1.7626 | 31.1632 | 20.9275 | 0.11399 | 0.019936 | 9.0996
1995-01-29 23:00 | 430.1672 | 181.097 | 0 | 74.4274 | 13.4136 | 1.7631 | 23.051 | 20.8186 | 0.11399 | 0.019936 | 5.7882
1995-01-30 | 436.143 | 182.5424 | 0 | 91.2931 | 18.7926 | 1.7617 | 24.7473 | 20.7075 | 0.11399 | 0.0042866 | 2.632
1995-01-30 01:00 | 440.4935 | 182.5611 | 0 | 72.2445 | 18.7926 | 1.7615 | 20.35 | 20.593 | 0.11399 | 0.0042866 | 8.4657
1995-01-30 02:00 | 441.4726 | 181.0815 | 0 | 66.912 | 18.7926 | 1.7614 | 26.3533 | 20.5166 | 0.11399 | 0.0042866 | 3.2914
1995-01-30 03:00 | 433.4558 | 186.9941 | 0 | 68.4373 | 18.7926 | 1.7962 | 20.577 | 20.5292 | 0.11399 | 0.0042866 | 2.6761
1995-01-30 04:00 | 428.0765 | 190.4186 | 0 | 66.7106 | 18.7926 | 1.7946 | 20.5788 | 20.5026 | 0.10274 | 0.0042866 | 2.5974
1995-01-30 05:00 | 418.5124 | 196.1617 | 0 | 61.8219 | 18.7926 | 1.7927 | 20.5214 | 20.557 | 0.10274 | 0.0042866 | 3.3634
1995-01-30 06:00 | 410.3354 | 198.0623 | 3.0306 | 90.5326 | 18.7926 | 1.7692 | 28.4309 | 20.6041 | 0.10274 | 0.0042866 | 11.9594
1995-01-30 07:00 | 398.3397 | 191.1729 | 32.2367 | 94.4757 | 18.7926 | 1.7693 | 21.195 | 20.7097 | 0.10274 | 0.0042866 | 32.4238
1995-01-30 08:00 | 388.3302 | 173.2683 | 107.2941 | 96.0081 | 18.7926 | 1.7705 | 19.4876 | 20.7696 | 0.10274 | 0 | 10.8224
1995-01-30 09:00 | 377.0598 | 162.051 | 223.6109 | 88.3863 | 18.7926 | 1.7711 | 19.4405 | 20.6764 | 0.10274 | 0 | 5.3245
1995-01-30 10:00 | 367.1875 | 161.0075 | 317.957 | 85.433 | 18.7926 | 1.772 | 19.4246 | 20.6491 | 0.10274 | 0 | 0
1995-01-30 11:00 | 358.6083 | 168.6833 | 391.8475 | 83.1893 | 18.7926 | 1.7736 | 19.4489 | 20.7829 | 0.10274 | 0 | 0.4351
1995-01-30 12:00 | 356.6501 | 162.5979 | 406.3934 | 85.0593 | 18.7926 | 1.7749 | 19.3453 | 20.6396 | 0.10274 | 0 | 0.76043
1995-01-30 13:00 | 359.7645 | 157.4992 | 369.0995 | 81.1502 | 18.7926 | 1.7752 | 28.9492 | 20.5333 | 0.10274 | 0 | 0
1995-01-30 14:00 | 358.1525 | 155.7669 | 296.9403 | 87.7505 | 18.7926 | 1.7754 | 19.2929 | 20.664 | 0.10274 | 0 | 4.7445
1995-01-30 15:00 | 362.1674 | 145.3363 | 172.4362 | 86.4299 | 18.7926 | 1.7578 | 19.2759 | 20.6353 | 0.10274 | 0 | 4.3583
1995-01-30 16:00 | 358.0933 | 133.5174 | 51.9037 | 92.3837 | 18.7926 | 1.7567 | 26.498 | 20.7374 | 0.10274 | 0.0042866 | 32.6701
1995-01-30 17:00 | 351.2338 | 116.9922 | 8.7371 | 98.5818 | 18.7926 | 1.7558 | 20.6841 | 20.7671 | 0.10274 | 0.0042866 | 47.0867
1995-01-30 18:00 | 341.8565 | 99.7206 | 0 | 90.6327 | 17.1926 | 1.7551 | 39.406 | 20.7835 | 0.10274 | 0.0042866 | 58.7346
1995-01-30 19:00 | 332.0703 | 83.339 | 0 | 90.9033 | 17.1926 | 1.7544 | 31.4168 | 20.8239 | 0.10274 | 0.0042866 | 73.3744
1995-01-30 20:00 | 316.232 | 70.0883 | 0 | 97.6826 | 17.1926 | 1.7548 | 31.5041 | 20.7656 | 0.10274 | 0.0042866 | 76.9308
1995-01-30 21:00 | 296.8969 | 69.2899 | 0 | 94.7505 | 17.1926 | 1.7546 | 31.4309 | 20.6889 | 0.10274 | 0.0042866 | 77.7765
1995-01-30 22:00 | 284.71 | 76.6859 | 0 | 95.4246 | 17.1926 | 1.7417 | 27.4487 | 20.648 | 0.10274 | 0.0042866 | 81.4989
1995-01-30 23:00 | 275.6904 | 84.993 | 0 | 88.396 | 17.1926 | 1.7398 | 32.4748 | 20.559 | 0.10274 | 0.0042866 | 73.466
1995-01-31 | 262.7235 | 97.7148 | 0 | 95.2286 | 17.1926 | 1.7434 | 28.7322 | 20.4001 | 0.041 | 0.0042866 | 59.07
1995-01-31 01:00 | 262.4724 | 111.6245 | 0 | 97.2364 | 17.1926 | 1.7424 | 25.4886 | 20.3701 | 0.041 | 0.0042866 | 30.7751
1995-01-31 02:00 | 265.6496 | 131.4606 | 0 | 97.0808 | 17.1926 | 1.7409 | 23.5804 | 20.3295 | 0.041 | 0.0042866 | 22.1451
1995-01-31 03:00 | 264.5175 | 160.807 | 0 | 91.801 | 17.1926 | 1.7383 | 22.2264 | 20.3068 | 0.041 | 0.0042866 | 11.9788
1995-01-31 04:00 | 271.9118 | 188.6076 | 0 | 89.3909 | 1.9836 | 1.7347 | 19.1327 | 20.308 | 0.052253 | 0.0042866 | 1.0069
1995-01-31 05:00 | 270.3838 | 210.6495 | 0 | 78.0777 | 1.9836 | 1.7307 | 18.8492 | 20.3107 | 0.052253 | 0.0042866 | 1.3702
1995-01-31 06:00 | 272.8727 | 220.3778 | 1.6537 | 79.7138 | 1.9836 | 1.7207 | 18.9827 | 20.3497 | 0.041 | 0.0042866 | 5.7976
1995-01-31 07:00 | 277.4745 | 231.2338 | 25.9386 | 89.2815 | 1.9836 | 1.7187 | 18.7287 | 20.377 | 0.041 | 0.0042866 | 35.4972
1995-01-31 08:00 | 280.3952 | 231.4701 | 165.6093 | 75.4077 | 1.9836 | 1.7187 | 18.3272 | 20.3993 | 0.041 | 0.0042866 | 1.6674
1995-01-31 09:00 | 272.9689 | 228.0384 | 321.817 | 49.2193 | 1.9836 | 1.7197 | 11.721 | 20.4028 | 0.041 | 0.0042866 | 1.9441
1995-01-31 10:00 | 262.7975 | 225.7786 | 420.9753 | 46.5857 | 1.9836 | 1.7219 | 11.6926 | 20.3786 | 0.041 | 0.0042866 | 0.83859
1995-01-31 11:00 | 262.0776 | 224.8989 | 472.4422 | 46.0186 | 1.9836 | 1.724 | 11.7094 | 20.3731 | 0.041 | 0.0042866 | 0.12808
1995-01-31 12:00 | 244.6624 | 216.8647 | 498.041 | 47.7104 | 1.9836 | 1.7264 | 11.6606 | 20.3121 | 0.041 | 0.0042866 | 0
1995-01-31 13:00 | 258.4528 | 215.4949 | 451.6237 | 44.3161 | 1.9836 | 1.7263 | 11.6248 | 20.2887 | 0.041 | 0.0042866 | 0.74791
1995-01-31 14:00 | 263.9702 | 212.8963 | 387.0753 | 49.2532 | 1.9836 | 1.7274 | 13.4806 | 20.332 | 0.041 | 0.0042866 | 1.917
1995-01-31 15:00 | 295.8865 | 224.0659 | 263.326 | 53.7096 | 1.9836 | 1.727 | 14.3935 | 20.3851 | 0.074329 | 0.0042866 | 15.1915
1995-01-31 16:00 | 330.2484 | 228.9673 | 106.8895 | 58.2248 | 1.9836 | 1.7257 | 14.1268 | 20.4775 | 0.074329 | 0.0042866 | 37.3733
1995-01-31 17:00 | 333.9033 | 234.0741 | 19.7172 | 73.6944 | 1.9836 | 1.7253 | 14.8839 | 20.5738 | 0.074329 | 0.0042866 | 29.0596
1995-01-31 18:00 | 341.52 | 235.5085 | 0 | 74.0995 | 1.9836 | 1.7244 | 24.9545 | 20.4836 | 0.074329 | 0.0042866 | 37.7689
1995-01-31 19:00 | 351.8569 | 238.8743 | 0 | 69.9826 | 1.9836 | 1.7244 | 12.2193 | 20.2064 | 0.074329 | 0.0042866 | 46.0032
1995-01-31 20:00 | 357.0415 | 243.2099 | 0 | 75.2119 | 1.9836 | 1.7254 | 12.1825 | 20.138 | 0.074329 | 0.0042866 | 42.5931
1995-01-31 21:00 | 363.481 | 247.1409 | 0 | 67.7927 | 1.9836 | 1.7255 | 12.243 | 20.1331 | 0.041 | 0.0042866 | 40.0674
1995-01-31 22:00 | 376.9388 | 256.5916 | 0 | 73.207 | 1.9836 | 1.7261 | 8.8849 | 20.1429 | 0.041 | 0.0042866 | 23.9008
1995-01-31 23:00 | 385.3886 | 252.0468 | 0 | 63.8672 | 1.9836 | 1.7259 | 11.0495 | 19.9775 | 0.041 | 0.0042866 | 12.3551
1995-02-01 | 399.2579 | 261.1087 | 0 | 74.1643 | 17.1926 | 1.7253 | 23.5118 | 20.4843 | 0.041 | 0.0042866 | 10.5664
1995-02-01 01:00 | 399.7695 | 258.8366 | 0 | 55.8159 | 17.1926 | 1.7242 | 18.4542 | 19.9897 | 0.041 | 0.0042866 | 25.9459
1995-02-01 02:00 | 405.5369 | 256.8969 | 0 | 60.8223 | 17.1926 | 1.7308 | 9.9252 | 20.071 | 0.041 | 0.0042866 | 24.0122
1995-02-01 03:00 | 413.0096 | 258.337 | 0 | 53.4648 | 17.1926 | 1.7279 | 11.7724 | 19.9973 | 0.041 | 0.0042866 | 3.2112
1995-02-01 04:00 | 408.8481 | 260.6085 | 0 | 48.3288 | 3.9598 | 1.7241 | 9.3181 | 18.3626 | 0.041 | 0.0042866 | 9.8287
1995-02-01 05:00 | 406.0397 | 261.0048 | 0 | 45.1398 | 4.8186 | 1.7197 | 10.0108 | 20.2145 | 0.041 | 0.0042866 | 8.7839
1995-02-01 06:00 | 414.4576 | 258.3899 | 1.8369 | 51.1461 | 5.7316 | 1.7168 | 12.0669 | 20.6312 | 0.052253 | 0.0042866 | 8.5655
1995-02-01 07:00 | 421.8329 | 245.5913 | 39.5841 | 53.771 | 17.1926 | 1.7232 | 9.8557 | 21.1676 | 0.052253 | 0.0042866 | 24.2599
1995-02-01 08:00 | 413.2017 | 232.851 | 168.8557 | 49.4841 | 1.9836 | 1.7061 | 9.6835 | 20.9161 | 0.052253 | 0.0042866 | 1.2219
1995-02-01 09:00 | 401.3133 | 227.8615 | 322.5548 | 31.5065 | 1.9836 | 1.7073 | 9.7096 | 21.2654 | 0.052253 | 0.0042866 | 0
1995-02-01 10:00 | 348.3697 | 221.4415 | 434.8224 | 43.4086 | 1.9836 | 1.7097 | 10.6704 | 21.2855 | 0.052253 | 0.0042866 | 0
1995-02-01 11:00 | 318.5218 | 219.6379 | 469.7055 | 40.4998 | 1.9836 | 1.7122 | 9.5897 | 21.1834 | 0.052253 | 0.0042866 | 0.53886
1995-02-01 12:00 | 313.7247 | 210.9637 | 492.7159 | 44.5844 | 1.9836 | 1.7148 | 9.5828 | 21.1916 | 0.052253 | 0.0042866 | 0.082296
1995-02-01 13:00 | 330.0156 | 201.624 | 452.2156 | 43.3691 | 1.9836 | 1.7148 | 9.6218 | 21.3499 | 0.052253 | 0.0042866 | 0.23339
1995-02-01 14:00 | 315.7138 | 192.7693 | 381.31 | 47.3836 | 1.9836 | 1.7164 | 11.2567 | 21.2034 | 0.052253 | 0.0042866 | 1.2055
1995-02-01 15:00 | 360.7922 | 189.5096 | 225.0215 | 48.6535 | 1.9836 | 1.7201 | 13.0029 | 21.4569 | 0.011253 | 0.0042866 | 14.4467
1995-02-01 16:00 | 372.1925 | 180.9252 | 101.2737 | 62.2303 | 17.1926 | 1.7184 | 29.1736 | 21.5139 | 0.011253 | 0.066777 | 27.0671
1995-02-01 17:00 | 371.5891 | 176.6384 | 20.1916 | 60.8426 | 17.1926 | 1.7182 | 31.7678 | 21.3937 | 0.011253 | 0.020247 | 31.7728
1995-02-01 18:00 | 359.2125 | 179.3911 | 0 | 72.0923 | 17.1926 | 1.717 | 31.768 | 21.3745 | 0.011253 | 0.020247 | 37.7537
1995-02-01 19:00 | 372.2064 | 185.1248 | 0 | 63.7434 | 17.1926 | 1.7172 | 27.6679 | 21.3924 | 0.011253 | 0.066777 | 31.398
1995-02-01 20:00 | 366.7374 | 192.1891 | 0 | 68.9491 | 17.1926 | 1.7192 | 32.2192 | 21.1958 | 0.011253 | 0.066777 | 30.9825
1995-02-01 21:00 | 364.3342 | 201.0135 | 0 | 65.9697 | 17.1926 | 1.7157 | 32.4914 | 20.9895 | 0.011253 | 0.066777 | 20.5212
1995-02-01 22:00 | 368.1398 | 210.8366 | 0 | 68.2966 | 17.1926 | 1.7165 | 32.6447 | 20.832 | 0.050253 | 0.066777 | 9.9294
1995-02-01 23:00 | 362.2042 | 208.1582 | 0 | 63.271 | 17.1926 | 1.7163 | 21.1849 | 20.9979 | 0.050253 | 0.066777 | 13.2741
1995-02-02 | 365.4377 | 213.3286 | 0 | 62.7301 | 17.1926 | 1.7158 | 38.0288 | 21.0064 | 0.011253 | 0.020247 | 17.7861
1995-02-02 01:00 | 366.1488 | 218.3659 | 0 | 62.71 | 17.1926 | 1.7149 | 34.0713 | 20.9624 | 0.011253 | 0.020247 | 11.2862
1995-02-02 02:00 | 368.9638 | 215.9579 | 0 | 64.731 | 17.1926 | 1.7136 | 28.8819 | 20.8987 | 0.011253 | 0.020247 | 6.4861
1995-02-02 03:00 | 360.3729 | 211.9605 | 0 | 60.9503 | 17.1926 | 1.7107 | 29.8496 | 20.8693 | 0.011253 | 0.020247 | 4.6446
1995-02-02 04:00 | 346.9878 | 210.5894 | 0 | 53.3001 | 17.1926 | 1.7068 | 24.6073 | 20.8828 | 0.011253 | 0.020247 | 8.5495
1995-02-02 05:00 | 327.2807 | 208.143 | 0 | 53.6145 | 17.1926 | 1.7024 | 21.5843 | 20.8601 | 0.011253 | 0.020247 | 10.7646
1995-02-02 06:00 | 322.5574 | 201.381 | 3.6301 | 58.7247 | 17.1926 | 1.6996 | 31.1676 | 20.9925 | 0.011253 | 0.020247 | 25.7259
1995-02-02 07:00 | 318.9847 | 193.509 | 47.2127 | 72.4787 | 17.1926 | 1.6977 | 31.0776 | 21.273 | 0.011253 | 0.020247 | 53.5872
1995-02-02 08:00 | 302.0131 | 186.2018 | 180.5607 | 58.3815 | 15.8097 | 1.698 | 17.8527 | 21.3301 | 0.011253 | 0.0042866 | 33.5438
1995-02-02 09:00 | 281.7957 | 179.2981 | 338.0522 | 50.5054 | 15.209 | 1.6997 | 16.8882 | 20.8153 | 0.011253 | 0.0042866 | 4.906
1995-02-02 10:00 | 267.8385 | 170.7316 | 459.8157 | 37.0881 | 7.1608 | 1.7025 | 16.5732 | 21.0544 | 0.011253 | 0.0042866 | 0.127
1995-02-02 11:00 | 260.1085 | 163.2906 | 533.4689 | 31.801 | 0 | 1.7054 | 16.458 | 20.8049 | 0.011253 | 0.0042866 | 0.43522
1995-02-02 12:00 | 252.1338 | 156.9467 | 555.9365 | 23.8621 | 15.209 | 1.7084 | 16.6641 | 20.4167 | 0.011253 | 0.0042866 | 0
1995-02-02 13:00 | 243.8267 | 150.0954 | 521.0421 | 44.0233 | 1.3336 | 1.7086 | 17.2361 | 20.6684 | 0.011253 | 0.0042866 | 0
1995-02-02 14:00 | 262.4235 | 144.981 | 416.7298 | 43.6226 | 1.9836 | 1.7103 | 24.155 | 20.6761 | 0.011253 | 0.0042866 | 0
1995-02-02 15:00 | 277.8362 | 136.5348 | 256.767 | 68.277 | 9.8804 | 1.7103 | 28.0492 | 20.8183 | 0.052253 | 0.020247 | 9.8809
1995-02-02 16:00 | 278.2643 | 127.1907 | 95.8422 | 85.2507 | 17.1926 | 1.7182 | 38.3455 | 21.1951 | 0.11399 | 0.020247 | 64.8839
1995-02-02 17:00 | 266.7989 | 123.4621 | 21.886 | 100.6764 | 17.1926 | 1.7183 | 41.7748 | 20.845 | 0.052253 | 0.020247 | 64.5878
1995-02-02 18:00 | 269.122 | 130.2726 | 0 | 99.2456 | 17.1926 | 1.7177 | 41.8452 | 21.2494 | 0.052253 | 0.020247 | 89.4259
1995-02-02 19:00 | 274.6066 | 129.963 | 0 | 93.8337 | 17.1926 | 1.7184 | 26.7845 | 20.8932 | 0.052253 | 0.020247 | 105.785
1995-02-02 20:00 | 259.7456 | 132.1727 | 0 | 90.8832 | 17.1926 | 1.7209 | 40.8049 | 20.7866 | 0.052253 | 0.020247 | 98.4535
1995-02-02 21:00 | 257.5228 | 137.498 | 0 | 96.155 | 17.1926 | 1.7194 | 39.4452 | 21.2509 | 0.052253 | 0.020247 | 90.2913
1995-02-02 22:00 | 240.9443 | 155.7667 | 0 | 89.0162 | 17.1926 | 1.7321 | 41.5876 | 20.8145 | 0.052253 | 0.020247 | 86.0213
1995-02-02 23:00 | 234.1884 | 181.7923 | 0 | 82.1908 | 17.1926 | 1.7322 | 36.3006 | 20.9637 | 0.052253 | 0.020247 | 51.8445
1995-02-03 | 231.7323 | 205.318 | 0 | 85.3919 | 17.1926 | 1.732 | 39.9726 | 20.7482 | 0.052253 | 0.020247 | 34.6117
1995-02-03 01:00 | 225.3583 | 222.8211 | 0 | 82.5031 | 17.1926 | 1.7313 | 36.048 | 20.7004 | 0.052253 | 0.020247 | 19.6994
1995-02-03 02:00 | 226.6783 | 232.3326 | 0 | 81.4763 | 17.1926 | 1.7301 | 33.0426 | 20.6305 | 0.052253 | 0.020247 | 5.6031
1995-02-03 03:00 | 239.8413 | 231.7764 | 0 | 70.7013 | 17.1926 | 1.7274 | 32.5639 | 20.5772 | 0.052253 | 0.020247 | 1.1232
1995-02-03 04:00 | 247.0267 | 229.146 | 0 | 58.9388 | 17.1926 | 1.7237 | 20.0417 | 20.4469 | 0.052253 | 0.0045974 | 2.4833
1995-02-03 05:00 | 257.2964 | 227.4136 | 0 | 43.1903 | 16.72 | 1.7194 | 13.6022 | 19.8022 | 0.052253 | 0.0045974 | 4.1691
1995-02-03 06:00 | 262.4144 | 230.6125 | 3.5345 | 43.8269 | 16.7145 | 1.7168 | 10.4883 | 20.0654 | 0.011253 | 0.0045974 | 3.7563
1995-02-03 07:00 | 275.9956 | 233.8489 | 43.9772 | 50.0587 | 15.8153 | 1.7151 | 15.5022 | 21.1421 | 0.011253 | 0.0045974 | 11.0582
1995-02-03 08:00 | 270.4177 | 236.8021 | 194.1093 | 40.5112 | 15.209 | 1.7156 | 9.337 | 20.7677 | 0.011253 | 0.0042866 | 0.55628
1995-02-03 09:00 | 247.7275 | 241.6019 | 371.1695 | 39.9095 | 0 | 1.7174 | 8.1246 | 21.151 | 0.011253 | 0.0042866 | 0.10187
1995-02-03 10:00 | 218.3227 | 247.8114 | 490.3184 | 37.4253 | 0 | 1.7204 | 8.0805 | 21.1867 | 0.011253 | 0.0042866 | 0.3309
1995-02-03 11:00 | 198.0311 | 241.8645 | 531.6981 | 33.6767 | 0 | 1.7233 | 7.8905 | 21.0391 | 0.011253 | 0.0042866 | 1.8678
1995-02-03 12:00 | 194.2649 | 245.2274 | 553.9849 | 27.3683 | 0 | 1.7264 | 7.6977 | 20.7779 | 0.011253 | 0.0042866 | 1.3429
1995-02-03 13:00 | 194.7432 | 247.9128 | 509.4866 | 32.1646 | 0 | 1.7265 | 7.6734 | 20.4793 | 0.011253 | 0.0042866 | 1.9436
1995-02-03 14:00 | 216.618 | 245.6999 | 419.2708 | 37.4974 | 0 | 1.7282 | 7.4935 | 20.2948 | 0.011253 | 0.0042866 | 4.6832
1995-02-03 15:00 | 253.0179 | 254.2722 | 265.5924 | 38.7265 | 1.9836 | 1.728 | 8.3918 | 21.1727 | 0.011253 | 0.0042866 | 4.7167
1995-02-03 16:00 | 277.4213 | 255.825 | 117.1585 | 44.8746 | 17.1926 | 1.727 | 17.7873 | 20.77 | 0.011253 | 0.0045974 | 25.9509
1995-02-03 17:00 | 284.4667 | 255.1281 | 25.5404 | 48.7541 | 17.1926 | 1.7247 | 11.8625 | 21.1915 | 0.011253 | 0.0045974 | 23.9155
1995-02-03 18:00 | 297.0847 | 254.9901 | 0 | 47.5689 | 17.1926 | 1.7223 | 9.8133 | 20.67 | 0.011253 | 0.0045974 | 42.1608
1995-02-03 19:00 | 308.9103 | 260.7082 | 0 | 53.2698 | 17.1926 | 1.7227 | 10.0814 | 20.6317 | 0.011253 | 0.0045974 | 34.247
1995-02-03 20:00 | 311.1514 | 259.1147 | 0 | 33.0092 | 17.1926 | 1.7245 | 19.8353 | 20.1675 | 0.011253 | 0.0045974 | 25.7685
1995-02-03 21:00 | 313.4999 | 261.0618 | 0 | 52.8428 | 17.1926 | 1.7251 | 10.4665 | 20.9576 | 0.011253 | 0.0045974 | 27.9621
1995-02-03 22:00 | 322.2208 | 257.2582 | 0 | 43.5633 | 17.1926 | 1.7263 | 10.3665 | 20.1797 | 0.011253 | 0.0045974 | 19.305
1995-02-03 23:00 | 318.6972 | 259.9225 | 0 | 34.2554 | 17.1926 | 1.7264 | 12.7443 | 20.1933 | 0.011253 | 0.0045974 | 12.1321
1995-02-04 | 310.6639 | 253.9058 | 0 | 47.4906 | 17.1926 | 1.7261 | 9.9041 | 19.8919 | 0.011253 | 0.0042866 | 32.3533
1995-02-04 01:00 | 305.7953 | 253.0049 | 0 | 58.7152 | 17.1926 | 1.7253 | 9.7408 | 19.9249 | 0.011253 | 0.0042866 | 29.5996
1995-02-04 02:00 | 287.2861 | 243.7317 | 0 | 44.2139 | 17.1926 | 1.724 | 9.1907 | 17.7981 | 0.011253 | 0.0042866 | 27.8015
1995-02-04 03:00 | 300.1707 | 233.5536 | 0 | 50.2945 | 17.1926 | 1.7211 | 8.2416 | 17.264 | 0.011253 | 0.0042866 | 19.8897
1995-02-04 04:00 | 300.1381 | 221.387 | 0 | 52.5172 | 17.1926 | 1.7172 | 9.0747 | 17.6607 | 0.011253 | 0.0042866 | 15.2315
1995-02-04 05:00 | 260.9555 | 211.9439 | 0 | 42.9268 | 17.1926 | 1.7127 | 8.3854 | 17.1215 | 0.011253 | 0.0042866 | 9.7642
1995-02-04 06:00 | 256.1963 | 205.8392 | 3.012 | 40.1454 | 17.1926 | 1.7021 | 8.3813 | 17.7192 | 0.052253 | 0.0042866 | 12.7526
1995-02-04 07:00 | 270.6294 | 204.3774 | 38.1934 | 55.3821 | 17.1926 | 1.7002 | 8.6033 | 20.3601 | 0.052253 | 0.0042866 | 25.4477
1995-02-04 08:00 | 284.0918 | 208.9564 | 164.4595 | 35.3532 | 17.1926 | 1.7007 | 8.6756 | 20.4395 | 0.052253 | 0.0042866 | 8.2127
1995-02-04 09:00 | 247.1416 | 206.1059 | 322.9463 | 32.5909 | 3.411 | 1.7026 | 8.0874 | 18.5588 | 0.052253 | 0.0042866 | 1.7978
1995-02-04 10:00 | 226.2948 | 204.8052 | 435.0453 | 37.2002 | 1.9836 | 1.7057 | 7.9829 | 18.4461 | 0.052253 | 0.0042866 | 1.4899
1995-02-04 11:00 | 220.6312 | 199.7847 | 464.8126 | 29.3852 | 1.9836 | 1.7088 | 7.9795 | 18.4995 | 0.052253 | 0 | 0.73225
1995-02-04 12:00 | 217.2603 | 198.2822 | 464.2458 | 29.8953 | 1.9836 | 1.712 | 7.8902 | 18.3776 | 0.052253 | 0 | 0.71362
1995-02-04 13:00 | 230.1684 | 199.1682 | 419.6322 | 28.4191 | 1.9836 | 1.7122 | 8.015 | 19.2786 | 0.052253 | 0.0042866 | 0.86592
1995-02-04 14:00 | 236.4962 | 202.4038 | 337.2364 | 34.8249 | 6.4773 | 1.714 | 8.0453 | 20.7061 | 0.052253 | 0.0042866 | 1.899
1995-02-04 15:00 | 250.0511 | 199.8941 | 204.3615 | 40.0662 | 17.1926 | 1.7139 | 8.9368 | 20.345 | 0.13066 | 0.0042866 | 7.8564
1995-02-04 16:00 | 281.5032 | 204.3 | 102.5795 | 53.0911 | 17.1926 | 1.7128 | 9.6129 | 20.6731 | 0.13066 | 0.0042866 | 24.2174
1995-02-04 17:00 | 251.4069 | 204.0384 | 27.2474 | 56.8492 | 17.1926 | 1.7128 | 9.9282 | 19.8891 | 0.13066 | 0.0042866 | 17.9241
1995-02-04 18:00 | 259.9486 | 207.5402 | 0 | 59.0403 | 17.1926 | 1.7121 | 10.5995 | 20.1869 | 0.13066 | 0.0042866 | 27.0445
1995-02-04 19:00 | 264.615 | 202.0264 | 0 | 57.5144 | 17.1926 | 1.7126 | 11.1639 | 19.872 | 0.13066 | 0.0042866 | 22.1187
1995-02-04 20:00 | 266.4753 | 199.0999 | 0 | 60.5971 | 17.1926 | 1.7143 | 10.3386 | 19.3483 | 0.13066 | 0.0042866 | 30.9298
1995-02-04 21:00 | 288.1515 | 186.3182 | 0 | 71.0772 | 17.1926 | 1.7149 | 11.2204 | 20.3261 | 0.13066 | 0.0042866 | 21.4014
1995-02-04 22:00 | 273.1714 | 185.3247 | 0 | 69.6677 | 17.1926 | 1.7161 | 11.7141 | 18.1904 | 0.11941 | 0.0042866 | 10.7319
1995-02-04 23:00 | 277.8432 | 174.364 | 0 | 67.5725 | 17.1926 | 1.7162 | 16.1391 | 17.6872 | 0.11941 | 0.0042866 | 12.2103
1995-02-05 | 307.8452 | 176.4844 | 0 | 85.8034 | 17.1926 | 1.7118 | 10.088 | 20.044 | 0.041 | 0.0042866 | 49.4995
1995-02-05 01:00 | 297.3237 | 173.5492 | 0 | 85.5219 | 17.1926 | 1.7119 | 9.9212 | 18.0323 | 0.041 | 0.0042866 | 34.9724
1995-02-05 02:00 | 297.2514 | 179.0044 | 0 | 78.9429 | 17.1926 | 1.7118 | 9.1849 | 19.8048 | 0.041 | 0.0042866 | 29.9827
1995-02-05 03:00 | 291.4394 | 174.0853 | 0 | 78.4966 | 17.1926 | 1.7103 | 9.6598 | 17.9448 | 0.041 | 0.0042866 | 16.5954
1995-02-05 04:00 | 299.0354 | 161.022 | 0 | 71.4608 | 17.1926 | 1.7076 | 9.8042 | 19.9342 | 0.041 | 0.0042866 | 16.9303
1995-02-05 05:00 | 288.4343 | 150.7843 | 0.0021902 | 71.8756 | 15.81 | 1.7052 | 8.7654 | 19.9952 | 0.041 | 0.0042866 | 41.6584
1995-02-05 06:00 | 306.0416 | 157.2135 | 4.0299 | 76.6122 | 15.81 | 1.7375 | 10.312 | 20.5949 | 0.041 | 0.0042866 | 82.2941
1995-02-05 07:00 | 311.9553 | 162.5902 | 35.8472 | 79.1341 | 15.81 | 1.7364 | 10.7981 | 21.1691 | 0.041 | 0.0042866 | 41.3206
1995-02-05 08:00 | 284.6803 | 179.5152 | 174.7262 | 67.4656 | 15.81 | 1.7355 | 9.6188 | 21.275 | 0.041 | 0.0042866 | 9.0814
1995-02-05 09:00 | 306.0241 | 178.0859 | 326.4735 | 51.304 | 15.81 | 1.7366 | 11.1031 | 21.1885 | 0.041 | 0.0042866 | 4.0661
1995-02-05 10:00 | 278.6835 | 174.8979 | 431.3936 | 53.9964 | 15.81 | 1.7383 | 9.6442 | 21.2223 | 0.041 | 0.0042866 | 36.0947
1995-02-05 11:00 | 245.9292 | 188.3988 | 481.0816 | 47.3116 | 15.81 | 1.7416 | 11.118 | 21.1636 | 0.041 | 0.0042866 | 2.8763
1995-02-05 12:00 | 257.7791 | 207.5741 | 484.8911 | 52.8842 | 15.81 | 1.7446 | 10.9374 | 21.2131 | 0.041 | 0.0042866 | 3.648
1995-02-05 13:00 | 257.7746 | 216.4668 | 453.2486 | 47.5795 | 15.81 | 1.7447 | 9.4936 | 21.1102 | 0.041 | 0.0042866 | 10.5983
1995-02-05 14:00 | 265.4346 | 220.8688 | 378.0606 | 59.2146 | 15.81 | 1.7472 | 9.5386 | 21.1632 | 0.041 | 0.0042866 | 0.12773
1995-02-05 15:00 | 271.0859 | 223.8612 | 257.1378 | 44.6691 | 15.81 | 1.7457 | 9.5337 | 21.1587 | 0.041 | 0.0042866 | 15.0666
1995-02-05 16:00 | 278.7347 | 226.4826 | 108.8616 | 59.3755 | 15.81 | 1.7443 | 9.643 | 21.2994 | 0.041 | 0.0042866 | 27.2288
1995-02-05 17:00 | 292.2848 | 225.7017 | 25.6218 | 76.155 | 15.81 | 1.7431 | 9.7007 | 21.3683 | 0.041 | 0.0042866 | 27.7567
1995-02-05 18:00 | 286.6832 | 227.5819 | 0 | 78.0563 | 15.81 | 1.741 | 10.6709 | 21.4078 | 0.041 | 0.0042866 | 55.7403
1995-02-05 19:00 | 305.4861 | 229.1168 | 0 | 72.2295 | 15.81 | 1.7402 | 11.4168 | 20.9026 | 0.041 | 0.0042866 | 46.0301
1995-02-05 20:00 | 301.9345 | 232.2044 | 0 | 67.7916 | 15.81 | 1.7405 | 11.6085 | 20.8141 | 0.041 | 0.0042866 | 45.0734
1995-02-05 21:00 | 308.9191 | 229.3353 | 0 | 81.837 | 15.81 | 1.7402 | 11.4647 | 20.7057 | 0.041 | 0.0042866 | 23.0773
1995-02-05 22:00 | 321.3329 | 233.841 | 0 | 66.218 | 15.81 | 1.7418 | 12.2798 | 20.7696 | 0.052253 | 0.0042866 | 19.8959
1995-02-05 23:00 | 310.4108 | 234.0398 | 0 | 72.6193 | 15.81 | 1.7424 | 11.7122 | 20.395 | 0.052253 | 0.050817 | 8.5011
1995-02-06 | 328.8879 | 240.7946 | 0 | 81.8982 | 15.81 | 1.7403 | 12.9692 | 20.3274 | 0.052253 | 0.0042866 | 12.1198
1995-02-06 01:00 | 330.2737 | 243.1949 | 0 | 77.4909 | 15.81 | 1.7399 | 12.2342 | 20.1828 | 0.052253 | 0.0042866 | 5.6378
1995-02-06 02:00 | 322.5885 | 241.7103 | 0 | 73.5105 | 15.81 | 1.7397 | 10.7349 | 19.7244 | 0.052253 | 0.0042866 | 2.7441
1995-02-06 03:00 | 327.1932 | 245.5924 | 0 | 74.536 | 15.81 | 1.7379 | 10.8121 | 20.2528 | 0.052253 | 0.0042866 | 1.144
1995-02-06 04:00 | 324.7773 | 240.3202 | 0 | 72.629 | 15.81 | 1.7356 | 10.3757 | 20.0246 | 0.052253 | 0.0042866 | 5.6322
1995-02-06 05:00 | 324.6663 | 241.1171 | 0.0017559 | 71.2164 | 15.81 | 1.7328 | 10.54 | 20.1413 | 0.052253 | 0.0042866 | 4.0329
1995-02-06 06:00 | 327.5138 | 249.1173 | 4.4492 | 69.566 | 15.81 | 1.7321 | 10.8244 | 20.2365 | 0.052253 | 0.0042866 | 11.3805
1995-02-06 07:00 | 343.9798 | 244.741 | 40.5161 | 78.0489 | 15.81 | 1.7451 | 17.3554 | 20.7878 | 0.052253 | 0.0042866 | 66.1015
1995-02-06 08:00 | 332.031 | 252.5824 | 153.0536 | 81.6706 | 15.81 | 1.7471 | 18.0015 | 20.8958 | 0.052253 | 0.0042866 | 8.6448
1995-02-06 09:00 | 320.688 | 249.0993 | 284.3707 | 77.4341 | 15.81 | 1.7481 | 17.5367 | 20.5037 | 0.052253 | 0.0042866 | 40.2156
1995-02-06 10:00 | 323.3562 | 252.4452 | 372.5479 | 73.0788 | 15.81 | 1.7495 | 17.8063 | 20.9328 | 0.052253 | 0.0042866 | 7.375
1995-02-06 11:00 | 314.7329 | 242.7575 | 433.2492 | 70.8676 | 15.81 | 1.7519 | 17.4532 | 20.7773 | 0.052253 | 0.0042866 | 1.3859
1995-02-06 12:00 | 339.9266 | 246.366 | 446.8154 | 70.5773 | 15.81 | 1.7539 | 18.1674 | 20.7042 | 0.052253 | 0.0042866 | 1.2958
1995-02-06 13:00 | 331.9396 | 246.4039 | 425.7476 | 75.4077 | 15.81 | 1.7546 | 16.8994 | 20.7654 | 0.052253 | 0.0042866 | 29.8951
1995-02-06 14:00 | 340.1651 | 258.6912 | 356.6431 | 71.5696 | 15.81 | 1.755 | 17.3831 | 20.8216 | 0.052253 | 0.0042866 | 11.4734
1995-02-06 15:00 | 339.7409 | 248.0693 | 259.7405 | 76.8669 | 15.81 | 1.7537 | 16.9863 | 20.4234 | 0.052253 | 0.0042866 | 7.9227
1995-02-06 16:00 | 347.5938 | 246.5034 | 123.6926 | 76.1238 | 15.81 | 1.7525 | 18.3027 | 20.8912 | 0.052253 | 0.0042866 | 31.9723
1995-02-06 17:00 | 354.8683 | 247.7701 | 27.2318 | 74.5752 | 15.81 | 1.7515 | 23.4678 | 20.9287 | 0.052253 | 0.051128 | 26.9569
1995-02-06 18:00 | 348.262 | 249.3582 | 0 | 80.962 | 15.81 | 1.7512 | 14.1736 | 20.5624 | 0.052253 | 0.051128 | 41.1048
1995-02-06 19:00 | 346.8892 | 248.8973 | 0 | 67.8112 | 15.81 | 1.7506 | 13.0757 | 20.5659 | 0.052253 | 0.051128 | 40.6313
1995-02-06 20:00 | 352.8051 | 242.5713 | 0 | 69.3211 | 15.81 | 1.7521 | 14.0359 | 20.5403 | 0.052253 | 0.051128 | 29.3882
1995-02-06 21:00 | 341.0951 | 241.84 | 0 | 73.0666 | 15.81 | 1.7526 | 13.9011 | 20.4 | 0.052253 | 0.051128 | 26.8218
1995-02-06 22:00 | 344.9384 | 241.5493 | 0 | 70.1962 | 15.81 | 1.7533 | 12.5006 | 20.3149 | 0.052253 | 0.051128 | 18.3677
1995-02-06 23:00 | 344.9208 | 235.727 | 0 | 72.8006 | 15.81 | 1.7515 | 13.3831 | 20.2902 | 0.052253 | 0.051128 | 11.5264
1995-02-07 | 362.86 | 233.2568 | 0 | 61.1695 | 15.81 | 1.7593 | 25.845 | 20.2801 | 0.11399 | 0.066777 | 2.3187
1995-02-07 01:00 | 348.1326 | 233.697 | 0 | 61.3122 | 15.81 | 1.7613 | 22.8141 | 20.2513 | 0.11399 | 0.066777 | 2.6867
1995-02-07 02:00 | 355.2913 | 231.1504 | 0 | 68.0862 | 15.81 | 1.7605 | 21.9869 | 20.1289 | 0.052253 | 0.066777 | 1.839
1995-02-07 03:00 | 364.8369 | 230.7528 | 0 | 57.7549 | 15.81 | 1.7747 | 20.0671 | 20.4201 | 0.052253 | 0.066777 | 1.8968
1995-02-07 04:00 | 363.17 | 228.1083 | 0 | 60.247 | 15.81 | 1.7711 | 14.4184 | 20.6495 | 0.052253 | 0.066777 | 6.3723
1995-02-07 05:00 | 344.8897 | 232.4902 | 0.00011272 | 54.1962 | 15.81 | 1.7671 | 11.7653 | 20.1899 | 0.052253 | 0.020247 | 5.336
1995-02-07 06:00 | 351.7063 | 229.5677 | 6.5514 | 58.0678 | 15.81 | 1.7648 | 11.7615 | 20.6955 | 0.052253 | 0.020247 | 7.7468
1995-02-07 07:00 | 371.9396 | 230.5579 | 50.6649 | 66.0112 | 15.81 | 1.7633 | 18.2901 | 20.7759 | 0.052253 | 0.020247 | 12.006
1995-02-07 08:00 | 338.2846 | 228.182 | 182.8075 | 52.9719 | 12.1908 | 1.7643 | 11.0135 | 20.7958 | 0.052253 | 0.0045974 | 4.6987
1995-02-07 09:00 | 339.9705 | 223.5684 | 320.4112 | 55.5116 | 1.9836 | 1.7886 | 10.1668 | 20.7573 | 0.091253 | 0.0042866 | 1.7386
1995-02-07 10:00 | 298.9562 | 223.0801 | 423.7194 | 53.3838 | 1.3145 | 1.7921 | 10.197 | 20.7647 | 0.091253 | 0.0042866 | 0.49852
1995-02-07 11:00 | 302.2602 | 217.4488 | 475.0586 | 46.2402 | 0.0086569 | 1.7956 | 9.0099 | 20.7243 | 0.091253 | 0.0042866 | 0.6314
1995-02-07 12:00 | 272.6271 | 216.5825 | 483.5339 | 43.0405 | 0.34978 | 1.7993 | 10.168 | 20.587 | 0.091253 | 0.0042866 | 0.25111
1995-02-07 13:00 | 305.0142 | 220.1196 | 444.9607 | 41.2175 | 1.3893 | 1.7998 | 9.3078 | 20.6687 | 0.052253 | 0.0042866 | 0.86304
1995-02-07 14:00 | 336.9725 | 221.4734 | 361.3448 | 45.3675 | 1.9836 | 1.802 | 9.4855 | 20.6473 | 0.091253 | 0.0042866 | 0
1995-02-07 15:00 | 346.2025 | 219.1442 | 236.2728 | 52.6265 | 1.9836 | 1.8022 | 11.4447 | 20.75 | 0.091253 | 0.0042866 | 3.6173
1995-02-07 16:00 | 355.836 | 212.4729 | 95.0123 | 64.426 | 1.9836 | 1.8015 | 11.7959 | 20.6408 | 0.16966 | 0.020247 | 17.7004
1995-02-07 17:00 | 380.4092 | 204.6547 | 22.7693 | 67.8707 | 1.7413 | 1.8018 | 12.8219 | 20.9244 | 0.16966 | 0.020247 | 26.6535
1995-02-07 18:00 | 390.2498 | 203.7959 | 0 | 62.9098 | 1.9836 | 1.8014 | 14.4006 | 20.982 | 0.15016 | 0.005614 | 36.585
1995-02-07 19:00 | 409.8812 | 204.1295 | 0 | 62.0372 | 1.9836 | 1.8021 | 12.8021 | 21.0685 | 0.15016 | 0.066777 | 24.3291
1995-02-07 20:00 | 380.1932 | 205.6976 | 0 | 51.0755 | 1.9836 | 1.804 | 20.5856 | 21.0012 | 0.13066 | 0.066777 | 45.997
1995-02-07 21:00 | 413.1572 | 206.2182 | 0 | 59.4949 | 1.9836 | 1.8048 | 12.5601 | 21.0321 | 0.13066 | 0.066777 | 26.7415
1995-02-07 22:00 | 390.6278 | 204.0272 | 0 | 67.7767 | 1.9836 | 1.8061 | 18.2107 | 20.9434 | 0.13066 | 0.066777 | 17.6009
1995-02-07 23:00 | 405.8856 | 205.8427 | 0 | 52.4417 | 1.9836 | 1.8063 | 12.075 | 20.8379 | 0.13066 | 0.066777 | 14.8628
1995-02-08 | 436.7994 | 204.3351 | 0 | 66.9779 | 15.81 | 1.8062 | 44.5332 | 20.7153 | 0.44076 | 0.066777 | 12.9483
1995-02-08 01:00 | 436.6569 | 204.1704 | 0 | 59.029 | 15.81 | 1.8055 | 44.2805 | 20.6833 | 0.41861 | 0.066777 | 9.7472
1995-02-08 02:00 | 434.3947 | 204.4229 | 0 | 56.7889 | 15.81 | 1.8043 | 42.9763 | 20.6685 | 0.41861 | 0.066777 | 11.3906
1995-02-08 03:00 | 427.7162 | 212.8945 | 0 | 52.4752 | 15.81 | 1.8016 | 41.7826 | 20.632 | 0.44076 | 0.024194 | 5.9507
1995-02-08 04:00 | 433.5177 | 216.9846 | 0 | 44.2853 | 13.7968 | 1.7979 | 39.2293 | 20.6745 | 0.13066 | 0.020247 | 1.4634
1995-02-08 05:00 | 424.425 | 214.8371 | 0.046619 | 47.4296 | 15.81 | 1.7936 | 36.2313 | 20.7208 | 0.13066 | 0.0042866 | 5.927
1995-02-08 06:00 | 418.5995 | 208.0084 | 6.9163 | 59.9181 | 7.4284 | 1.791 | 38.7972 | 20.8604 | 0.44076 | 0.0042866 | 3.5482
1995-02-08 07:00 | 446.7746 | 197.7157 | 45.5324 | 66.9714 | 15.81 | 1.7893 | 45.3964 | 21.0772 | 0.41861 | 0.019936 | 4.0682
1995-02-08 08:00 | 428.2018 | 188.2556 | 137.8175 | 59.6817 | 12.5225 | 1.7901 | 44.8205 | 21.107 | 0.41861 | 0.0042866 | 0.74564
1995-02-08 09:00 | 408.6362 | 175.0799 | 242.4706 | 50.276 | 5.2362 | 1.7922 | 30.1175 | 21.174 | 0.37761 | 0.0042866 | 4.3532
1995-02-08 10:00 | 389.3142 | 156.9899 | 317.4586 | 49.5343 | 1.9836 | 1.7954 | 34.8816 | 21.1066 | 0.37761 | 0 | 0.13551
1995-02-08 11:00 | 377.25 | 153.2074 | 366.891 | 39.7071 | 1.9836 | 1.7988 | 29.1509 | 21.079 | 0.37761 | 0 | 0
1995-02-08 12:00 | 360.7856 | 152.2187 | 402.0908 | 43.954 | 1.9836 | 1.8022 | 27.486 | 21.0617 | 0.37761 | 0 | 0
1995-02-08 13:00 | 374.0366 | 156.9489 | 344.8724 | 44.1474 | 1.9836 | 1.8028 | 27.4223 | 21.0943 | 0.37761 | 0 | 0.064223
1995-02-08 14:00 | 390.59 | 153.2978 | 254.1346 | 50.1924 | 4.8913 | 1.8049 | 27.4336 | 21.1425 | 0.39976 | 0 | 0.77849
1995-02-08 15:00 | 404.7627 | 150.2489 | 145.1764 | 50.9189 | 15.81 | 1.8051 | 41.4194 | 21.2084 | 0.37418 | 0.019936 | 1.6461
1995-02-08 16:00 | 434.4228 | 146.1288 | 45.0669 | 56.7734 | 15.81 | 1.8045 | 53.6356 | 21.2681 | 0.37418 | 0.24142 | 22.3545
1995-02-08 17:00 | 426.2413 | 141.6602 | 7.0561 | 57.5159 | 15.81 | 1.8086 | 47.6491 | 21.3063 | 0.37418 | 0.24142 | 22.0787
1995-02-08 18:00 | 401.8298 | 140.2207 | 0 | 59.3348 | 15.81 | 1.8047 | 64.844 | 21.2187 | 0.39368 | 0.24142 | 20.8708
1995-02-08 19:00 | 397.3053 | 137.8657 | 0 | 60.3181 | 15.81 | 1.8055 | 64.0475 | 21.2741 | 0.39368 | 0.24142 | 25.6221
1995-02-08 20:00 | 379.9757 | 135.2695 | 0 | 62.5784 | 15.81 | 1.8075 | 69.8848 | 21.1417 | 0.39368 | 0.24142 | 35.7364
1995-02-08 21:00 | 383.0344 | 135.07 | 0 | 65.2438 | 15.81 | 1.8084 | 66.7865 | 21.0536 | 0.39368 | 0.24142 | 28.7886
1995-02-08 22:00 | 375.981 | 138.7569 | 0 | 67.8628 | 15.81 | 1.8099 | 72.1563 | 20.9113 | 0.39368 | 0.24142 | 28.387
1995-02-08 23:00 | 352.0193 | 142.8577 | 0 | 61.5477 | 15.81 | 1.8103 | 68.8821 | 20.8003 | 0.39368 | 0.24142 | 14.2116
1995-02-09 | 365.6753 | 143.5963 | 0 | 60.1535 | 15.81 | 1.8104 | 74.15 | 20.6792 | 0.39368 | 2.0959 | 30.2068
1995-02-09 01:00 | 356.126 | 142.1762 | 0 | 50.2649 | 15.81 | 1.8101 | 78.3899 | 20.6286 | 0.41583 | 2.0632 | 29.9439
1995-02-09 02:00 | 354.0734 | 146.9815 | 0 | 70.1437 | 15.81 | 1.8093 | 74.325 | 20.6095 | 0.35468 | 2.0494 | 9.4388
1995-02-09 03:00 | 351.0848 | 155.1428 | 0 | 55.1972 | 15.81 | 1.8071 | 71.9829 | 20.6524 | 0.35468 | 2.0494 | 14.3485
1995-02-09 04:00 | 348.0358 | 161.3813 | 0 | 40.963 | 15.81 | 1.8038 | 68.6056 | 20.6339 | 0.35468 | 2.0494 | 3.7832
1995-02-09 05:00 | 342.2418 | 158.626 | 0.070121 | 40.3534 | 15.81 | 1.7999 | 66.433 | 20.5834 | 0.35468 | 2.0494 | 3.1455
1995-02-09 06:00 | 336.4049 | 159.7153 | 5.073 | 43.6622 | 15.81 | 1.7977 | 64.8403 | 20.7677 | 0.35468 | 2.0494 | 18.9188
1995-02-09 07:00 | 332.8407 | 164.3737 | 35.3527 | 68.2972 | 15.81 | 1.7963 | 69.2247 | 20.9706 | 0.37683 | 2.0494 | 37.1425
1995-02-09 08:00 | 325.9523 | 159.9253 | 138.634 | 63.0719 | 15.16 | 1.797 | 64.1448 | 20.9989 | 0.37683 | 2.0338 | 33.0543
1995-02-09 09:00 | 300.4589 | 161.2674 | 269.8524 | 41.2153 | 15.16 | 1.799 | 62.7191 | 20.9971 | 0.41783 | 2.0338 | 4.8617
1995-02-09 10:00 | 314.3247 | 170.6614 | 353.9051 | 36.3794 | 15.16 | 1.8019 | 50.431 | 20.9003 | 0.41783 | 0.22577 | 0
1995-02-09 11:00 | 306.5404 | 171.5089 | 416.3352 | 18.1083 | 15.16 | 1.8049 | 45.8101 | 20.9076 | 0.41783 | 0.22577 | 0
1995-02-09 12:00 | 318.2476 | 171.6839 | 415.2755 | 12.8838 | 15.16 | 1.8079 | 45.6298 | 20.8024 | 0.41783 | 0.22577 | 0
1995-02-09 13:00 | 328.6726 | 167.9824 | 384.2313 | 20.2848 | 15.16 | 1.8081 | 45.8351 | 20.5161 | 0.41783 | 0.22577 | 0.28672
1995-02-09 14:00 | 348.1987 | 160.4554 | 315.2899 | 22.2018 | 15.16 | 1.8098 | 60.7858 | 20.9412 | 0.41783 | 0.22577 | 1.5669
1995-02-09 15:00 | 353.5674 | 164.3807 | 204.8856 | 39.8229 | 15.81 | 1.8095 | 62.5344 | 20.9728 | 0.46291 | 0.24142 | 1.1819
1995-02-09 16:00 | 346.3521 | 161.4039 | 86.895 | 64.4223 | 15.81 | 1.8134 | 74.477 | 21.0445 | 0.46291 | 0.24142 | 36.8826
1995-02-09 17:00 | 340.201 | 163.956 | 14.4532 | 68.7288 | 15.81 | 1.8172 | 74.6 | 20.9227 | 0.46291 | 2.0494 | 28.2522
1995-02-09 18:00 | 339.5522 | 164.9653 | 0 | 67.5876 | 15.81 | 1.8162 | 71.7627 | 20.9209 | 0.46291 | 2.0494 | 51.3022
1995-02-09 19:00 | 328.521 | 164.726 | 0 | 77.815 | 15.81 | 1.8167 | 68.7851 | 21.049 | 0.46291 | 2.0494 | 47.6645
1995-02-09 20:00 | 321.0966 | 163.8478 | 0 | 69.0407 | 15.81 | 1.8093 | 75.8547 | 21.0345 | 0.44076 | 2.0494 | 67.0447
1995-02-09 21:00 | 314.8882 | 161.8649 | 0 | 81.3577 | 15.81 | 1.8182 | 67.6529 | 20.9238 | 0.49161 | 2.0494 | 60.8266
1995-02-09 22:00 | 311.8284 | 162.0122 | 0 | 73.8758 | 15.81 | 1.8192 | 74.4069 | 20.6627 | 0.5754 | 2.0494 | 48.0949
1995-02-09 23:00 | 303.3207 | 161.1431 | 0 | 57.859 | 15.81 | 1.8191 | 68.5907 | 20.5091 | 0.5754 | 2.0494 | 45.6717
1995-02-10 | 307.0313 | 159.7657 | 0 | 79.301 | 15.81 | 1.8186 | 41.4813 | 20.2988 | 0.42409 | 0.0042866 | 36.6539
1995-02-10 01:00 | 301.7385 | 160.8707 | 0 | 82.8675 | 15.81 | 1.8177 | 39.4466 | 20.2981 | 0.11399 | 0.0042866 | 24.2138
1995-02-10 02:00 | 304.645 | 162.72 | 0 | 84.9039 | 15.81 | 1.8163 | 36.2346 | 20.2003 | 0.11399 | 0.0042866 | 18.8757
1995-02-10 03:00 | 302.4719 | 160.205 | 0 | 75.8761 | 15.81 | 1.8134 | 34.6256 | 20.1581 | 0.11399 | 0.0042866 | 10.5399
1995-02-10 04:00 | 299.5446 | 160.0718 | 0 | 59.576 | 15.81 | 1.8094 | 29.61 | 20.2101 | 0.11399 | 0.0042866 | 6.3172
1995-02-10 05:00 | 284.9141 | 160.5538 | 0.067715 | 45.9278 | 15.81 | 1.8049 | 26.8 | 20.1765 | 0.11399 | 0.0042866 | 5.6844
1995-02-10 06:00 | 291.4137 | 158.6672 | 4.5752 | 37.9058 | 15.81 | 1.802 | 19.9003 | 20.503 | 0.11399 | 0.0042866 | 5.6189
1995-02-10 07:00 | 290.6038 | 158.8886 | 47.4426 | 65.5455 | 15.81 | 1.8 | 21.3774 | 20.7538 | 0.11399 | 0.0042866 | 14.3164
1995-02-10 08:00 | 281.9606 | 156.966 | 185.2911 | 38.6633 | 15.81 | 1.8004 | 17.0646 | 20.7575 | 0.11399 | 0.0042866 | 1.5914
1995-02-10 09:00 | 269.7633 | 155.733 | 338.889 | 26.1376 | 7.6892 | 1.8021 | 15.9713 | 20.8526 | 0.11399 | 0.0042866 | 0.30456
1995-02-10 10:00 | 239.2565 | 152.9064 | 449.9537 | 24.1841 | 1.9836 | 1.8051 | 15.5816 | 20.7976 | 0.11399 | 0.0042866 | 0
1995-02-10 11:00 | 227.5857 | 148.6223 | 514.2018 | 20.0705 | 1.9836 | 1.8081 | 15.5201 | 20.7538 | 0.11399 | 0.0042866 | 0
1995-02-10 12:00 | 245.6603 | 141.5863 | 503.775 | 16.1165 | 1.9836 | 1.8112 | 15.4458 | 20.7429 | 0.11399 | 0.0042866 | 0
1995-02-10 13:00 | 264.4013 | 138.0947 | 434.8875 | 18.61 | 1.9836 | 1.8113 | 15.3541 | 20.7474 | 0.11399 | 0.0042866 | 0.18772
1995-02-10 14:00 | 262.2473 | 136.3259 | 335.8394 | 27.0296 | 1.9836 | 1.8131 | 16.2197 | 20.8136 | 0.11399 | 0.0042866 | 0.0074693
1995-02-10 15:00 | 281.1106 | 137.1308 | 190.8669 | 44.8245 | 9.3497 | 1.813 | 21.554 | 20.8551 | 0.11399 | 0.020247 | 18.8328
1995-02-10 16:00 | 295.8412 | 138.4718 | 60.6044 | 54.164 | 15.81 | 1.8118 | 40.4901 | 20.9092 | 0.11399 | 0.020247 | 46.0397
1995-02-10 17:00 | 311.4247 | 137.3005 | 11.7339 | 50.5057 | 15.81 | 1.8118 | 36.7278 | 20.8858 | 0.11399 | 0.020247 | 27.7225
1995-02-10 18:00 | 323.5077 | 137.7638 | 0 | 51.1083 | 15.81 | 1.8162 | 40.1365 | 20.9133 | 0.11399 | 0.020247 | 24.1281
1995-02-10 19:00 | 329.2078 | 135.7526 | 0 | 59.2212 | 15.81 | 1.8169 | 40.8798 | 20.9279 | 0.11399 | 0.020247 | 17.9737
1995-02-10 20:00 | 325.6424 | 131.4876 | 0 | 61.4806 | 15.81 | 1.8131 | 29.9021 | 20.9131 | 0.11399 | 0.066777 | 30.6303
1995-02-10 21:00 | 324.7728 | 121.0021 | 0 | 61.9554 | 15.81 | 1.8136 | 40.5765 | 20.7774 | 0.11399 | 0.066777 | 32.0216
1995-02-10 22:00 | 325.382 | 119.4411 | 0 | 63.6748 | 15.81 | 1.8147 | 42.7801 | 20.4061 | 0.11399 | 0.066777 | 20.3045
1995-02-10 23:00 | 324.18 | 117.4896 | 0 | 58.2253 | 15.81 | 1.8147 | 38.4168 | 20.2075 | 0.11399 | 0.066777 | 20.4908
1995-02-11 | 321.2193 | 117.6265 | 0 | 67.913 | 6.3203 | 1.8144 | 32.2092 | 19.78 | 0.052253 | 0.020247 | 27.7916
1995-02-11 01:00 | 321.2145 | 115.8518 | 0 | 68.4804 | 1.9836 | 1.8135 | 26.6091 | 19.7262 | 0.052253 | 0.020247 | 28.9993
1995-02-11 02:00 | 326.114 | 122.1984 | 0 | 61.2763 | 1.9836 | 1.8122 | 28.3891 | 19.6822 | 0.052253 | 0.020247 | 7.9909
1995-02-11 03:00 | 328.051 | 126.2597 | 0 | 49.9155 | 0.7328 | 1.8094 | 26.0642 | 19.6662 | 0.052253 | 0.020247 | 8.6678
1995-02-11 04:00 | 329.0452 | 116.167 | 0 | 33.4953 | 0.51776 | 1.8054 | 22.6108 | 19.664 | 0.052253 | 0.020247 | 4.9417
1995-02-11 05:00 | 324.7855 | 115.685 | 0.11375 | 22.7801 | 0 | 1.8008 | 10.2559 | 19.7314 | 0 | 0.020247 | 8.6678
1995-02-11 06:00 | 315.0316 | 115.4687 | 4.5731 | 35.2755 | 0 | 1.798 | 10.2337 | 19.9647 | 0 | 0.020247 | 11.3316
1995-02-11 07:00 | 335.7391 | 118.1138 | 37.6325 | 30.626 | 0 | 1.7962 | 17.3468 | 20.1618 | 0 | 0.020247 | 17.4306
1995-02-11 08:00 | 307.2311 | 121.6286 | 148.7244 | 28.9025 | 0 | 1.7967 | 12.8742 | 20.0708 | 0 | 0.0042866 | 7.2828
1995-02-11 09:00 | 250.2046 | 132.8763 | 282.8439 | 29.8022 | 0 | 1.7987 | 8.9026 | 20.1883 | 0 | 0 | 2.191
1995-02-11 10:00 | 247.0335 | 147.7073 | 374.2862 | 22.3274 | 0 | 1.8018 | 9.7833 | 20.1478 | 0 | 0 | 0
1995-02-11 11:00 | 229.7947 | 156.6429 | 405.1893 | 20.6241 | 0 | 1.8051 | 9.5812 | 20.1089 | 0 | 0 | 0.12229
1995-02-11 12:00 | 249.9477 | 161.5732 | 398.3032 | 19.6318 | 0 | 1.8084 | 8.0492 | 19.9698 | 0 | 0 | 0.16063
1995-02-11 13:00 | 257.8154 | 169.9161 | 341.9961 | 12.2857 | 0 | 1.8087 | 7.46 | 19.7729 | 0 | 0 | 1.4482
1995-02-11 14:00 | 273.1647 | 180.9713 | 256.9966 | 27.2876 | 0 | 1.8108 | 8.3402 | 19.8432 | 0 | 0 | 4.3106
1995-02-11 15:00 | 285.3696 | 190.7759 | 177.8272 | 37.0657 | 1.3336 | 1.8108 | 12.8924 | 20.1875 | 0.052253 | 0.0042866 | 8.1562
1995-02-11 16:00 | 323.2952 | 200.9388 | 67.6485 | 42.4239 | 1.3336 | 1.8101 | 22.9034 | 20.1848 | 0.052253 | 0.020247 | 20.0274
1995-02-11 17:00 | 341.9536 | 206.402 | 15.5268 | 36.4793 | 1.3336 | 1.8104 | 17.8691 | 20.2116 | 0.052253 | 0.020247 | 16.515
1995-02-11 18:00 | 370.1657 | 209.3372 | 0 | 39.7893 | 1.3336 | 1.8101 | 15.6381 | 20.1731 | 0.052253 | 0.020247 | 14.289
1995-02-11 19:00 | 370.675 | 207.133 | 0 | 39.5118 | 1.3336 | 1.811 | 17.8303 | 20.2293 | 0.052253 | 0.020247 | 14.3885
1995-02-11 20:00 | 366.8824 | 206.8146 | 0 | 39.4661 | 1.3336 | 1.8131 | 23.1626 | 20.2398 | 0.052253 | 0.020247 | 13.7832
1995-02-11 21:00 | 400.621 | 203.368 | 0 | 31.6628 | 0 | 1.8141 | 23.2415 | 19.8976 | 0.052253 | 0.020247 | 6.4874
1995-02-11 22:00 | 411.1823 | 197.0978 | 0 | 30.7418 | 0 | 1.8158 | 22.926 | 19.7913 | 0.052253 | 0.020247 | 12.0626
1995-02-11 23:00 | 370.8731 | 207.08 | 0 | 29.5897 | 0 | 1.8164 | 20.4087 | 19.6769 | 0.052253 | 0.020247 | 1.4566
1995-02-12 | 408.437 | 216.9955 | 0 | 66.8414 | 1.9836 | 1.8135 | 31.3269 | 19.5831 | 0.052253 | 0.066777 | 11.4277
1995-02-12 01:00 | 399.8719 | 219.876 | 0 | 64.875 | 1.9836 | 1.8142 | 28.843 | 19.5399 | 0.052253 | 0.020247 | 18.9674
1995-02-12 02:00 | 382.9969 | 228.0637 | 0 | 49.0532 | 1.9836 | 1.8146 | 30.748 | 19.5085 | 0.052253 | 0.020247 | 10.4761
1995-02-12 03:00 | 369.677 | 221.1039 | 0 | 40.3913 | 1.9836 | 1.8137 | 28.5712 | 19.4912 | 0.052253 | 0.020247 | 18.497
1995-02-12 04:00 | 372.8562 | 220.3733 | 0 | 49.9411 | 1.9836 | 1.8119 | 27.4233 | 19.4671 | 0.052253 | 0.020247 | 9.1808
1995-02-12 05:00 | 347.2913 | 229.3417 | 0.1176 | 45.0311 | 1.9836 | 1.8104 | 26.6422 | 19.5599 | 0.052253 | 0.020247 | 13.475
1995-02-12 06:00 | 379.4477 | 236.1643 | 7.5745 | 52.9417 | 1.9836 | 1.8101 | 28.2577 | 19.9854 | 0.052253 | 0.020247 | 23.3994
1995-02-12 07:00 | 360.2955 | 242.9864 | 44.299 | 57.6842 | 1.9836 | 1.8144 | 27.7342 | 20.2224 | 0.052253 | 0.020247 | 27.2698
1995-02-12 08:00 | 357.2709 | 232.3689 | 148.8848 | 45.5959 | 1.9836 | 1.8142 | 26.8948 | 20.007 | 0.052253 | 0.020247 | 25.0421
1995-02-12 09:00 | 358.6406 | 237.2988 | 281.5912 | 47.5874 | 1.9836 | 1.8173 | 26.8882 | 20.2618 | 0.052253 | 0.020247 | 11.3444
1995-02-12 10:00 | 355.6626 | 239.5788 | 387.4202 | 47.1099 | 1.9836 | 1.8211 | 24.4441 | 20.2435 | 0.052253 | 0.019936 | 29.3439
1995-02-12 11:00 | 353.905 | 232.6818 | 448.5333 | 38.1891 | 1.9836 | 1.8262 | 26.4219 | 19.9114 | 0.052253 | 0.019936 | 0.99088
1995-02-12 12:00 | 377.5358 | 235.0951 | 458.272 | 26.5925 | 1.9836 | 1.8291 | 23.6619 | 20.0239 | 0.052253 | 0.019936 | 8.539
1995-02-12 13:00 | 361.6007 | 217.3067 | 436.6611 | 44.2042 | 1.9836 | 1.849 | 25.708 | 19.8248 | 0.052253 | 0.019936 | 0.74336
1995-02-12 14:00 | 377.2652 | 236.7519 | 348.8646 | 23.7703 | 1.9836 | 1.8498 | 23.3099 | 20.0753 | 0.052253 | 0.019936 | 4.5855
1995-02-12 15:00 | 369.1116 | 236.9781 | 196.9024 | 31.8029 | 1.9836 | 1.8493 | 28.2699 | 19.9469 | 0.052253 | 0.019936 | 6.9459
1995-02-12 16:00 | 364.4185 | 239.8026 | 70.663 | 39.6014 | 1.9836 | 1.8488 | 31.3709 | 20.0066 | 0.13066 | 0.020247 | 29.1038
1995-02-12 17:00 | 345.4142 | 241.354 | 6.8964 | 67.2957 | 1.9836 | 1.8485 | 34.184 | 20.0311 | 0.13066 | 0.020247 | 42.1589
1995-02-12 18:00 | 355.6533 | 245.577 | 0 | 56.1161 | 1.9836 | 1.8478 | 34.4773 | 20.0388 | 0.13066 | 0.066777 | 45.1352
1995-02-12 19:00 | 350.5734 | 246.4522 | 0 | 46.4321 | 1.9836 | 1.8479 | 34.4735 | 20.0133 | 0.13066 | 0.066777 | 45.4168
1995-02-12 20:00 | 351.3514 | 242.4582 | 0 | 40.8374 | 1.9836 | 1.8399 | 34.4512 | 19.9922 | 0.13066 | 0.066777 | 36.8768
1995-02-12 21:00 | 359.5986 | 249.1378 | 0 | 49.4878 | 1.9836 | 1.8404 | 32.2948 | 19.9351 | 0.13066 | 0.066777 | 25.4336
1995-02-12 22:00 | 361.1743 | 246.8257 | 0 | 49.4259 | 1.9836 | 1.8425 | 34.1829 | 19.7786 | 0.13066 | 0.066777 | 17.3998
1995-02-12 23:00 | 355.2757 | 237.3187 | 0 | 53.005 | 1.9836 | 1.8438 | 34.0057 | 19.6629 | 0.13066 | 0.066777 | 8.815
1995-02-13 | 373.6045 | 244.9895 | 0 | 60.7356 | 1.9836 | 1.8427 | 39.7083 | 19.7423 | 0.13066 | 0.066777 | 12.6433
1995-02-13 01:00 | 371.6018 | 239.5023 | 0 | 57.6686 | 1.9836 | 1.843 | 38.9493 | 19.6177 | 0.13066 | 0.066777 | 11.731
1995-02-13 02:00 | 370.7833 | 241.6128 | 0 | 48.9866 | 1.9836 | 1.8436 | 38.1662 | 19.6034 | 0.13066 | 0.020247 | 10.5123
1995-02-13 03:00 | 369.3599 | 243.0368 | 0 | 53.6474 | 1.9836 | 1.8428 | 38.0357 | 19.5892 | 0.13066 | 0.020247 | 11.2495
1995-02-13 04:00 | 370.054 | 244.1931 | 0 | 39.9805 | 1.9836 | 1.8416 | 38.2811 | 19.5563 | 0.13066 | 0.020247 | 6.2543
1995-02-13 05:00 | 371.7012 | 244.806 | 0.15096 | 33.641 | 1.9836 | 1.8401 | 37.3615 | 19.5973 | 0.13066 | 0.020247 | 8.8492
1995-02-13 06:00 | 392.2386 | 246.8216 | 7.5521 | 45.4277 | 1.9836 | 1.8404 | 37.9093 | 19.7617 | 0.13066 | 0.020247 | 27.7163
1995-02-13 07:00 | 405.724 | 244.4883 | 60.6003 | 55.096 | 1.9836 | 1.8414 | 32.6473 | 19.8553 | 0.13066 | 0.020247 | 23.4732
1995-02-13 08:00 | 402.4901 | 240.4038 | 172.7362 | 56.0523 | 1.9836 | 1.8528 | 30.795 | 19.9216 | 0.052253 | 0.020247 | 17.3904
1995-02-13 09:00 | 397.6833 | 240.5074 | 298.9567 | 49.0605 | 1.9836 | 1.8453 | 35.8511 | 19.9154 | 0.052253 | 0.020247 | 3.8178
1995-02-13 10:00 | 377.1666 | 241.4055 | 404.3386 | 57.437 | 1.9836 | 1.847 | 30.1663 | 19.9527 | 0.052253 | 0.020247 | 0.33058
1995-02-13 11:00 | 347.2685 | 240.5238 | 452.8044 | 49.7261 | 1.9836 | 1.8495 | 30.051 | 19.7631 | 0.052253 | 0.020247 | 37.1379
1995-02-13 12:00 | 355.1195 | 241.4269 | 444.1791 | 44.6138 | 1.9836 | 1.8516 | 30.5176 | 19.7572 | 0.052253 | 0.020247 | 1.8786
1995-02-13 13:00 | 356.8704 | 241.0294 | 399.2733 | 28.8503 | 1.9836 | 1.8525 | 37.0353 | 19.8575 | 0.052253 | 0.019936 | 2.7046
1995-02-13 14:00 | 361.843 | 231.9401 | 312.367 | 55.4535 | 1.9836 | 1.8533 | 30.3477 | 19.4736 | 0.052253 | 0.019936 | 4.475
1995-02-13 15:00 | 372.4315 | 229.0588 | 183.5182 | 45.6964 | 1.9836 | 1.8528 | 30.6094 | 19.8173 | 0.052253 | 0.019936 | 24.0489
1995-02-13 16:00 | 417.3118 | 232.1052 | 59.563 | 50.4803 | 1.9836 | 1.8614 | 39.2086 | 19.8879 | 0.052253 | 0.066777 | 67.3253
1995-02-13 17:00 | 421.1115 | 233.063 | 16.6491 | 54.8011 | 1.9836 | 1.852 | 41.3867 | 20.0706 | 0.052253 | 0.066777 | 35.5022
1995-02-13 18:00 | 425.4828 | 229.8321 | 0 | 57.7551 | 1.9836 | 1.8521 | 48.293 | 19.9879 | 0.052253 | 0.066777 | 50.3641
1995-02-13 19:00 | 427.4858 | 232.2204 | 0 | 41.1187 | 1.9836 | 1.8521 | 43.0677 | 20.0107 | 0.052253 | 0.066777 | 37.2122
1995-02-13 20:00 | 427.9369 | 234.6802 | 0 | 56.2515 | 1.9836 | 1.8536 | 42.068 | 19.9 | 0.052253 | 0.066466 | 37.8062
1995-02-13 21:00 | 433.485 | 236.7793 | 0 | 44.7992 | 1.9836 | 1.8543 | 41.1699 | 19.924 | 0.041 | 0.066466 | 24.4793
1995-02-13 22:00 | 427.9495 | 228.4223 | 0 | 53.7376 | 1.9836 | 1.8536 | 40.2684 | 19.6036 | 0.041 | 0.066466 | 35.3101
1995-02-13 23:00 | 432.8309 | 232.6867 | 0 | 41.4492 | 1.9836 | 1.8631 | 38.7545 | 19.7178 | 0.041 | 0.066466 | 5.9508
1995-02-14 | 407.6965 | 230.4608 | 0 | 39.3039 | 1.9836 | 1.9327 | 26.5326 | 19.6306 | 0.041 | 0.066466 | 6.1346
1995-02-14 01:00 | 394.5878 | 228.1983 | 0 | 38.0134 | 1.9836 | 1.9325 | 24.8869 | 19.5109 | 0.041 | 0.066466 | 0.86756
1995-02-14 02:00 | 394.6858 | 221.8673 | 0 | 40.2593 | 1.9836 | 1.9324 | 21.777 | 19.5005 | 0.041 | 0.066466 | 0.69776
1995-02-14 03:00 | 395.9198 | 217.9566 | 0 | 33.8774 | 1.9836 | 1.9314 | 19.0005 | 19.4763 | 0.041 | 0.066466 | 0.70679
1995-02-14 04:00 | 379.0734 | 210.5769 | 0 | 31.7428 | 1.9836 | 1.9026 | 11.5854 | 19.4231 | 0.041 | 0 | 4.2421
1995-02-14 05:00 | 344.8754 | 205.405 | 0.0033913 | 47.9611 | 1.9836 | 1.8336 | 11.4173 | 19.2384 | 0.041 | 0.0042866 | 9.2665
1995-02-14 06:00 | 357.9048 | 209.9353 | 7.2999 | 30.6199 | 1.9836 | 1.8216 | 9.6314 | 19.5057 | 0.041 | 0.0042866 | 3.0351
1995-02-14 07:00 | 405.2642 | 209.5961 | 37.2483 | 48.0575 | 1.9836 | 1.8227 | 19.6874 | 19.6279 | 0.041 | 0.019936 | 8.2682
1995-02-14 08:00 | 379.2767 | 208.1861 | 126.4763 | 34.2273 | 1.9836 | 1.8239 | 19.2717 | 19.4278 | 0.041 | 0.019936 | 1.6175
1995-02-14 09:00 | 335.6891 | 217.2662 | 239.1316 | 46.6428 | 1.9836 | 1.8259 | 11.7862 | 19.3873 | 0.041 | 0.019936 | 0.2863
1995-02-14 10:00 | 291.8381 | 214.2294 | 356.2761 | 30.8682 | 1.9836 | 1.8287 | 7.8481 | 19.3168 | 0.041 | 0 | 6.7537
1995-02-14 11:00 | 259.5177 | 229.6916 | 384.0077 | 44.2221 | 1.9836 | 1.8355 | 7.7192 | 19.2353 | 0.041 | 0 | 0.73529
1995-02-14 12:00 | 258.1168 | 233.88 | 387.6149 | 37.9808 | 1.9836 | 1.8384 | 7.6645 | 19.2981 | 0.041 | 0 | 1.0938
1995-02-14 13:00 | 260.9686 | 224.9892 | 392.7681 | 41.233 | 1.9836 | 1.8391 | 7.6476 | 19.2102 | 0.041 | 0 | 0.96482
1995-02-14 14:00 | 298.9963 | 227.753 | 284.7008 | 31.0933 | 1.9836 | 1.8368 | 7.8752 | 19.3165 | 0.041 | 0 | 2.2557
1995-02-14 15:00 | 295.1045 | 232.7755 | 193.6079 | 43.6301 | 1.9836 | 1.8372 | 7.8005 | 19.3802 | 0.094647 | 0 | 6.4523
1995-02-14 16:00 | 343.4861 | 245.2499 | 72.9614 | 50.709 | 1.9836 | 1.8368 | 17.6404 | 19.741 | 0.041 | 0.019936 | 16.2567
1995-02-14 17:00 | 361.6923 | 238.2874 | 8.601 | 32.9861 | 1.9836 | 1.8244 | 23.7246 | 19.8435 | 0.041 | 0.019936 | 13.8997
1995-02-14 18:00 | 360.3261 | 232.7325 | 0 | 46.539 | 1.9836 | 1.8244 | 23.1163 | 19.59 | 0.041 | 0.019936 | 31.1887
1995-02-14 19:00 | 386.3012 | 250.4252 | 0 | 34.6317 | 1.9836 | 1.825 | 11.8785 | 19.9049 | 0.041 | 0.019936 | 26.0201
1995-02-14 20:00 | 383.3716 | 255.6217 | 0 | 38.5017 | 1.9836 | 1.8266 | 14.9315 | 19.94 | 0.041 | 0.019936 | 15.4707
1995-02-14 21:00 | 391.5878 | 249.8678 | 0 | 46.3053 | 1.9836 | 1.8273 | 12.5705 | 19.6456 | 0.052253 | 0.019936 | 15.5611
1995-02-14 22:00 | 381.461 | 248.1186 | 0 | 37.8318 | 1.9836 | 1.8285 | 21.3889 | 19.5965 | 0.052253 | 0.019936 | 5.2456
1995-02-14 23:00 | 388.2909 | 246.5362 | 0 | 38.3504 | 1.9836 | 1.8289 | 16.0695 | 19.2372 | 0.052253 | 0.019936 | 6.105
1995-02-15 | 402.2157 | 246.1584 | 0 | 44.9848 | 1.9836 | 1.829 | 22.7977 | 19.3577 | 0.052253 | 0.019936 | 5.8334
1995-02-15 01:00 | 393.3355 | 240.1035 | 0 | 42.4336 | 1.9836 | 1.8151 | 12.4768 | 18.9511 | 0.052253 | 0.019936 | 13.268
1995-02-15 02:00 | 370.1391 | 245.8605 | 0 | 40.0168 | 1.9836 | 1.8145 | 10.0188 | 19.3273 | 0.052253 | 0.019936 | 11.6826
1995-02-15 03:00 | 360.2398 | 241.1156 | 0 | 42.1702 | 1.9836 | 1.8129 | 10.0221 | 18.8751 | 0.052253 | 0.019936 | 10.0108
1995-02-15 04:00 | 336.2375 | 246.3271 | 0 | 34.0974 | 1.9836 | 1.8105 | 9.2975 | 19.1905 | 0.052253 | 0 | 7.1373
1995-02-15 05:00 | 313.2559 | 243.2356 | 0.16174 | 40.9551 | 1.9836 | 1.8077 | 9.4213 | 19.0021 | 0.052253 | 0 | 9.3698
1995-02-15 06:00 | 311.9292 | 243.9992 | 3.1677 | 32.5558 | 1.9836 | 1.806 | 8.997 | 19.4617 | 0.052253 | 0 | 8.0937
1995-02-15 07:00 | 362.9964 | 253.575 | 52.4425 | 51.5017 | 1.9836 | 1.805 | 12.9037 | 19.825 | 0.052253 | 0 | 4.3999
1995-02-15 08:00 | 338.5215 | 254.5418 | 146.2704 | 39.2717 | 1.9836 | 1.7626 | 8.339 | 19.8327 | 0.052253 | 0 | 5.1122
1995-02-15 09:00 | 339.3579 | 252.9161 | 235.4993 | 24.0516 | 1.9836 | 1.764 | 8.3314 | 19.8247 | 0.052253 | 0 | 0.039389
1995-02-15 10:00 | 287.5783 | 253.2784 | 298.2341 | 37.4075 | 1.9836 | 1.7663 | 8.3694 | 19.7764 | 0.052253 | 0 | 2.0754
1995-02-15 11:00 | 302.1479 | 243.5687 | 351.5746 | 29.4064 | 1.9836 | 1.7685 | 8.2268 | 19.7193 | 0.052253 | 0 | 0
1995-02-15 12:00 | 279.974 | 243.879 | 388.7055 | 26.2098 | 1.9836 | 1.7708 | 8.1448 | 19.6242 | 0.052253 | 0 | 0
1995-02-15 13:00 | 328.7564 | 243.4428 | 349.1677 | 22.4234 | 1.9836 | 1.7712 | 8.1378 | 19.6533 | 0.052253 | 0 | 0
1995-02-15 14:00 | 303.2133 | 239.4391 | 290.8391 | 37.9213 | 1.9836 | 1.7727 | 8.7868 | 19.4203 | 0.052253 | 0 | 0.7036
1995-02-15 15:00 | 332.9837 | 254.1029 | 180.7809 | 31.4793 | 1.9836 | 1.7728 | 8.9194 | 19.8423 | 0.052253 | 0 | 1.9282
1995-02-15 16:00 | 353.6731 | 258.3611 | 75.055 | 48.0908 | 1.9836 | 1.7724 | 20.2233 | 19.4369 | 0.052253 | 0.019936 | 12.2383
1995-02-15 17:00 | 343.2013 | 251.0303 | 17.3456 | 37.2622 | 1.9836 | 1.7727 | 24.7772 | 19.1867 | 0.052253 | 0.019936 | 25.7892
1995-02-15 18:00 | 352.2274 | 249.6337 | 0 | 35.6821 | 1.9836 | 1.7726 | 15.744 | 19.3494 | 0.052253 | 0.019936 | 31.6215
1995-02-15 19:00 | 404.4164 | 253.0997 | 0 | 45.3813 | 1.9836 | 1.7732 | 29.0881 | 19.1634 | 0.052253 | 0.019936 | 13.1965
1995-02-15 20:00 | 359.6646 | 245.9453 | 0 | 41.7717 | 1.9836 | 1.7339 | 19.2608 | 19.3389 | 0.052253 | 0.019936 | 27.2323
1995-02-15 21:00 | 381.5815 | 242.1207 | 0 | 48.7486 | 1.9836 | 1.7346 | 20.8608 | 19.0434 | 0.052253 | 0.019936 | 12.665
1995-02-15 22:00 | 366.4346 | 238.7415 | 0 | 50.0697 | 1.9836 | 1.7357 | 16.2782 | 19.061 | 0.052253 | 0.019936 | 20.8064
1995-02-15 23:00 | 358.3626 | 243.5394 | 0 | 53.5503 | 1.9144 | 1.7264 | 21.073 | 19.5075 | 0.052253 | 0.019936 | 12.4434
1995-02-16 | 396.8566 | 251.5577 | 0 | 54.4142 | 1.9836 | 1.7265 | 18.4646 | 19.4664 | 0.052253 | 0.019936 | 12.0219
1995-02-16 01:00 | 373.5441 | 248.2846 | 0 | 47.8389 | 1.3241 | 1.7148 | 13.9273 | 19.4123 | 0.052253 | 0.019936 | 15.2251
1995-02-16 02:00 | 360.0907 | 244.3499 | 0 | 45.7972 | 0.83528 | 1.7143 | 13.3517 | 19.2075 | 0.052253 | 0.019936 | 9.2195
1995-02-16 03:00 | 349.1394 | 245.7134 | 0 | 44.6954 | 0.96304 | 1.713 | 13.206 | 19.0538 | 0.052253 | 0.019936 | 7.6437
1995-02-16 04:00 | 321.0083 | 243.1128 | 0 | 42.7318 | 0.65342 | 1.7009 | 13.0596 | 19.0165 | 0.052253 | 0.0042866 | 7.0088
1995-02-16 05:00 | 333.6277 | 245.1371 | 0.14391 | 31.7232 | 0.22911 | 1.6986 | 13.2185 | 18.9376 | 0.052253 | 0.0042866 | 4.6537
1995-02-16 06:00 | 292.7061 | 244.5472 | 5.5621 | 35.8784 | 0 | 1.6973 | 14.0295 | 19.5709 | 0.052253 | 0.0042866 | 17.793
1995-02-16 07:00 | 348.5445 | 251.1051 | 37.6091 | 47.7876 | 0 | 1.6966 | 10.2839 | 19.3053 | 0.052253 | 0.0042866 | 37.4456
1995-02-16 08:00 | 304.8877 | 245.6373 | 157.167 | 48.5898 | 0 | 1.6972 | 9.3618 | 19.8601 | 0.052253 | 0.0042866 | 18.0489
1995-02-16 09:00 | 276.4621 | 248.6467 | 268.8173 | 34.1329 | 0 | 1.6985 | 8.8739 | 19.7249 | 0.041 | 0.0042866 | 3.3127
1995-02-16 10:00 | 237.7864 | 243.5833 | 368.5359 | 33.905 | 0 | 1.7005 | 7.5563 | 18.5613 | 0.041 | 0.0042866 | 3.4173
1995-02-16 11:00 | 228.3728 | 247.0708 | 409.409 | 19.5491 | 0 | 1.7025 | 7.2797 | 18.2824 | 0.041 | 0 | 6.3495
1995-02-16 12:00 | 213.6236 | 246.3987 | 439.8296 | 32.4135 | 0 | 1.7045 | 7.269 | 18.2083 | 0.041 | 0 | 6.2811
1995-02-16 13:00 | 240.004 | 247.9153 | 400.3227 | 27.1819 | 0 | 1.7048 | 7.1526 | 18.1956 | 0.041 | 0 | 2.5934
1995-02-16 14:00 | 265.5366 | 250.96 | 349.4673 | 23.9158 | 1.3336 | 1.706 | 8.2601 | 19.6107 | 0.041 | 0 | 1.107
1995-02-16 15:00 | 291.19 | 255.5541 | 238.6276 | 33.0305 | 1.8238 | 1.7062 | 11.506 | 19.6942 | 0.041 | 0 | 1.3478
1995-02-16 16:00 | 342.5371 | 258.6644 | 121.296 | 39.446 | 1.9836 | 1.7058 | 14.3691 | 19.4107 | 0.041 | 0 | 6.5159
1995-02-16 17:00 | 386.3926 | 259.7583 | 30.542 | 26.3484 | 0 | 1.7061 | 12.2355 | 19.6771 | 0.041 | 0 | 12.8487
1995-02-16 18:00 | 363.5219 | 256.595 | 0 | 43.7708 | 0 | 1.706 | 12.3571 | 19.8065 | 0.041 | 0 | 17.7268
1995-02-16 19:00 | 423.2535 | 248.6915 | 0 | 32.7822 | 0 | 1.7065 | 12.3777 | 19.214 | 0.041 | 0 | 24.2128
1995-02-16 20:00 | 391.5949 | 247.8397 | 0 | 41.5457 | 0 | 1.7076 | 12.4212 | 19.6687 | 0.041 | 0 | 21.5242
1995-02-16 21:00 | 418.5359 | 241.3503 | 0 | 38.3994 | 0 | 1.7361 | 12.3432 | 19.7891 | 0.041 | 0 | 13.0188
1995-02-16 22:00 | 410.5174 | 234.7781 | 0 | 43.1093 | 0 | 1.7369 | 12.1169 | 19.0961 | 0.041 | 0 | 14.9473
1995-02-16 23:00 | 387.6767 | 240.013 | 0 | 23.1477 | 0 | 1.7372 | 11.745 | 19.168 | 0.041 | 0 | 14.4462
1995-02-17 | 443.1231 | 235.2979 | 0 | 41.9042 | 0 | 1.7372 | 11.792 | 19.6189 | 0.041 | 0 | 13.1558
1995-02-17 01:00 | 405.8549 | 228.3592 | 0 | 23.5324 | 0 | 1.7369 | 10.908 | 19.1201 | 0.041 | 0 | 10.1161
1995-02-17 02:00 | 394.4896 | 223.7434 | 0 | 45.8214 | 0 | 1.7365 | 9.2452 | 19.1915 | 0.041 | 0 | 12.13
1995-02-17 03:00 | 382.5294 | 216.7291 | 0 | 31.4236 | 0 | 1.7351 | 10.095 | 19.2357 | 0.041 | 0 | 17.6491
1995-02-17 04:00 | 347.1829 | 224.5111 | 0 | 40.4501 | 0 | 1.7332 | 8.4597 | 18.9432 | 0.041 | 0 | 11.1759
1995-02-17 05:00 | 342.1836 | 229.6092 | 0.1316 | 33.1288 | 0 | 1.731 | 8.6497 | 19.2706 | 0.041 | 0 | 4.7875
1995-02-17 06:00 | 352.8077 | 230.6822 | 4.2035 | 24.4622 | 0 | 1.7296 | 7.7251 | 19.2315 | 0.041 | 0 | 10.3255
1995-02-17 07:00 | 344.5169 | 237.7677 | 54.8944 | 40.0844 | 0 | 1.7289 | 8.4251 | 19.1164 | 0.041 | 0 | 9.5113
1995-02-17 08:00 | 325.7986 | 234.7767 | 175.8851 | 38.0294 | 0 | 1.7294 | 7.7131 | 19.3626 | 0.041 | 0 | 0.48118
1995-02-17 09:00 | 313.5066 | 229.4866 | 281.9784 | 30.1447 | 0 | 1.7306 | 7.8595 | 19.6227 | 0 | 0 | 0.082296
1995-02-17 10:00 | 265.0782 | 234.3335 | 365.641 | 27.4774 | 0 | 1.7324 | 7.8421 | 19.4331 | 0 | 0 | 0.37521
1995-02-17 11:00 | 295.7479 | 230.0345 | 408.2791 | 21.3046 | 0 | 1.7342 | 7.7124 | 19.6798 | 0 | 0 | 0
1995-02-17 12:00 | 270.8042 | 229.8709 | 423.3212 | 32.8339 | 0 | 1.736 | 7.687 | 19.2481 | 0 | 0 | 0
1995-02-17 13:00 | 285.7693 | 232.3145 | 395.9292 | 16.0179 | 0 | 1.7362 | 7.5812 | 19.1668 | 0 | 0 | 0.65402
1995-02-17 14:00 | 270.008 | 234.2461 | 304.0345 | 37.9924 | 0 | 1.7372 | 8.5226 | 19.2651 | 0 | 0 | 1.3899
1995-02-17 15:00 | 314.3722 | 234.2857 | 192.441 | 32.1049 | 0 | 1.7372 | 10.6162 | 19.2551 | 0.052253 | 0 | 4.1472
1995-02-17 16:00 | 356.9802 | 238.3819 | 78.5388 | 46.9258 | 0 | 1.7367 | 12.0298 | 19.434 | 0.052253 | 0 | 16.6404
1995-02-17 17:00 | 380.5449 | 232.0096 | 12.4627 | 23.3108 | 0 | 1.7368 | 9.1058 | 19.1621 | 0.052253 | 0 | 21.7074
1995-02-17 18:00 | 354.0958 | 243.0669 | 0 | 32.7676 | 0 | 1.7367 | 11.9764 | 19.2447 | 0.011253 | 0 | 22.6017
1995-02-17 19:00 | 349.9402 | 245.3007 | 0 | 34.8612 | 0 | 1.737 | 8.8006 | 18.783 | 0.011253 | 0 | 25.0901
1995-02-17 20:00 | 365.6774 | 245.8192 | 0 | 31.7154 | 0 | 1.7393 | 11.7951 | 18.9369 | 0.011253 | 0 | 21.4778
1995-02-17 21:00 | 368.3326 | 245.0535 | 0 | 42.4319 | 0 | 1.74 | 11.8926 | 19.1015 | 0.011253 | 0 | 15.1397
1995-02-17 22:00 | 370.0476 | 228.7771 | 0 | 38.213 | 0 | 1.7411 | 11.8543 | 18.8152 | 0.011253 | 0 | 12.5823
1995-02-17 23:00 | 348.8564 | 225.3792 | 0 | 32.6123 | 0 | 1.7415 | 11.557 | 18.7196 | 0.011253 | 0 | 18.0398
1995-02-18 | 365.2896 | 219.3688 | 0 | 39.7665 | 0 | 1.7416 | 7.514 | 18.9496 | 0 | 0 | 20.1857
1995-02-18 01:00 | 364.6726 | 209.3325 | 0 | 32.4929 | 0 | 1.7413 | 7.4666 | 19.0595 | 0 | 0 | 16.15
1995-02-18 02:00 | 350.0799 | 202.6158 | 0 | 37.6994 | 0 | 1.7406 | 7.5019 | 18.7863 | 0 | 0 | 19.5865
1995-02-18 03:00 | 336.3801 | 198.5465 | 0 | 35.3514 | 0 | 1.7389 | 7.2689 | 19.0048 | 0 | 0 | 21.2801
1995-02-18 04:00 | 313.806 | 201.1627 | 0 | 27.5531 | 0 | 1.7361 | 7.291 | 19.1704 | 0 | 0 | 17.0562
1995-02-18 05:00 | 280.569 | 199.2293 | 0.14984 | 23.7325 | 0 | 1.7336 | 7.0832 | 18.9531 | 0 | 0 | 12.5895
1995-02-18 06:00 | 264.8909 | 202.5148 | 7.8564 | 34.3727 | 0 | 1.7323 | 7.3829 | 19.2293 | 0 | 0 | 24.3715
1995-02-18 07:00 | 296.8539 | 206.6833 | 40.9124 | 34.3277 | 0 | 1.7313 | 7.5118 | 19.3003 | 0 | 0 | 40.8037
1995-02-18 08:00 | 242.8709 | 204.7264 | 166.1415 | 28.6635 | 0 | 1.7316 | 7.5175 | 19.6226 | 0 | 0 | 15.7115
1995-02-18 09:00 | 207.3872 | 200.9665 | 315.5715 | 19.8055 | 0 | 1.7325 | 6.7472 | 18.0532 | 0 | 0 | 0.75668
1995-02-18 10:00 | 185.2446 | 204.5084 | 420.3761 | 19.2824 | 0 | 1.7335 | 6.5383 | 18.0695 | 0 | 0 | 0.49774
1995-02-18 11:00 | 180.3028 | 204.1017 | 467.0503 | 19.4288 | 0 | 1.7436 | 7.1411 | 18.5981 | 0 | 0 | 0.44778
1995-02-18 12:00 | 166.9912 | 200.567 | 487.491 | 19.4485 | 0 | 1.7698 | 6.2637 | 17.6598 | 0 | 0 | 2.6021
1995-02-18 13:00 | 172.7527 | 207.0647 | 464.0666 | 23.1949 | 0 | 1.7699 | 6.4431 | 17.6864 | 0 | 0 | 0.45886
1995-02-18 14:00 | 189.778 | 193.1906 | 400.1121 | 23.6781 | 0 | 1.7703 | 6.3852 | 17.9094 | 0 | 0 | 1.8153
1995-02-18 15:00 | 223.9554 | 218.3885 | 278.4686 | 24.4981 | 0 | 1.7413 | 6.5267 | 17.9516 | 0 | 0 | 5.4434
1995-02-18 16:00 | 284.749 | 221.7787 | 130.5594 | 35.6537 | 0 | 1.7383 | 7.5285 | 19.4456 | 0 | 0 | 17.1543
1995-02-18 17:00 | 289.2151 | 219.629 | 39.4688 | 38.3367 | 0 | 1.7377 | 7.7048 | 19.9752 | 0 | 0 | 18.085
1995-02-18 18:00 | 311.4509 | 220.1023 | 0 | 39.9667 | 0 | 1.737 | 7.6889 | 20.0181 | 0 | 0 | 32.9861
1995-02-18 19:00 | 310.781 | 218.0943 | 0 | 33.9223 | 0 | 1.737 | 7.7567 | 19.588 | 0 | 0 | 39.5142
1995-02-18 20:00 | 322.2647 | 225.6717 | 0 | 51.8278 | 0 | 1.7334 | 7.9485 | 20.0835 | 0 | 0 | 27.3155
1995-02-18 21:00 | 329.5019 | 227.9923 | 0 | 39.5006 | 0 | 1.7334 | 7.5487 | 19.6774 | 0 | 0 | 14.1136
1995-02-18 22:00 | 332.4779 | 237.3133 | 0 | 48.814 | 0 | 1.7338 | 7.7634 | 19.8519 | 0 | 0 | 6.152
1995-02-18 23:00 | 315.6423 | 238.7199 | 0 | 42.1693 | 0 | 1.7335 | 7.452 | 18.9829 | 0 | 0 | 6.9107
1995-02-19 | 374.5711 | 248.3856 | 0 | 60.5918 | 0 | 1.7314 | 7.5456 | 19.7497 | 0.052253 | 0 | 5.919
1995-02-19 01:00 | 364.6537 | 243.9459 | 0 | 49.4642 | 0 | 1.7311 | 7.2936 | 19.5283 | 0.052253 | 0 | 9.1695
1995-02-19 02:00 | 358.3424 | 250.216 | 0 | 48.9285 | 0 | 1.7306 | 7.3359 | 19.3813 | 0.052253 | 0 | 7.8152
1995-02-19 03:00 | 354.6813 | 243.9684 | 0 | 36.8942 | 0 | 1.7295 | 7.2574 | 19.4291 | 0.052253 | 0 | 18.1506
1995-02-19 04:00 | 357.8755 | 248.0801 | 0 | 45.0768 | 0 | 1.7232 | 7.3058 | 19.5125 | 0.052253 | 0 | 9.9281
1995-02-19 05:00 | 345.2245 | 243.1514 | 0.15814 | 36.7328 | 0 | 1.7216 | 7.4271 | 19.7426 | 0.052253 | 0 | 19.593
1995-02-19 06:00 | 369.4402 | 243.519 | 5.4185 | 57.8407 | 0 | 1.7207 | 7.894 | 20.1865 | 0.052253 | 0 | 19.9041
1995-02-19 07:00 | 383.9082 | 242.3904 | 68.3815 | 48.5679 | 0 | 1.7198 | 8.2465 | 20.4119 | 0.052253 | 0 | 40.9757
1995-02-19 08:00 | 383.4288 | 253.2373 | 218.8902 | 39.233 | 0 | 1.7191 | 8.4235 | 20.5057 | 0.052253 | 0 | 14.2007
1995-02-19 09:00 | 377.0278 | 247.2023 | 355.4457 | 44.4743 | 0 | 1.7196 | 8.397 | 20.4118 | 0.052253 | 0 | 2.5343
1995-02-19 10:00 | 351.4831 | 233.9613 | 449.0581 | 31.6161 | 0 | 1.7203 | 8.2192 | 20.172 | 0.052253 | 0 | 7.5359
1995-02-19 11:00 | 377.5103 | 233.5822 | 491.6995 | 39.5065 | 0 | 1.722 | 8.319 | 20.3739 | 0.052253 | 0 | 0.25054
1995-02-19 12:00 | 355.6803 | 233.6116 | 527.9157 | 26.9419 | 0 | 1.7234 | 8.2364 | 20.1893 | 0.052253 | 0 | 1.9657
1995-02-19 13:00 | 365.1114 | 223.8524 | 481.6999 | 43.0331 | 0 | 1.7235 | 8.0044 | 19.9574 | 0.052253 | 0 | 0.67009
1995-02-19 14:00 | 361.8432 | 224.0486 | 418.5907 | 25.9119 | 0 | 1.7238 | 8.2565 | 20.0962 | 0.052253 | 0 | 1.2597
1995-02-19 15:00 | 357.438 | 226.6416 | 307.1981 | 39.7037 | 0 | 1.7232 | 8.2839 | 20.3868 | 0.052253 | 0 | 7.2761
1995-02-19 16:00 | 372.8087 | 222.7743 | 153.571 | 36.6982 | 0 | 1.7226 | 8.3661 | 20.4538 | 0.052253 | 0 | 27.8208
1995-02-19 17:00 | 395.1378 | 230.1867 | 40.1481 | 49.3852 | 0 | 1.7221 | 8.3768 | 20.5115 | 0.052253 | 0 | 45.3685
1995-02-19 18:00 | 373.7692 | 236.0844 | 0 | 59.9773 | 0 | 1.7212 | 9.2738 | 20.5382 | 0.052253 | 0.0042866 | 50.3177
1995-02-19 19:00 | 388.5586 | 230.2583 | 0 | 46.5484 | 0 | 1.7208 | 10.4335 | 20.5176 | 0.052253 | 0.0042866 | 57.3366
1995-02-19 20:00 | 384.904 | 220.0311 | 0 | 59.746 | 0 | 1.7209 | 11.4966 | 20.5302 | 0.052253 | 0.0042866 | 50.2923
1995-02-19 21:00 | 382.4079 | 214.9073 | 0 | 58.4929 | 0 | 1.7194 | 11.1768 | 20.4931 | 0.052253 | 0.0042866 | 38.6262
1995-02-19 22:00 | 385.5935 | 208.9283 | 0 | 68.6996 | 0 | 1.7201 | 10.9956 | 20.4103 | 0.052253 | 0.0042866 | 20.9656
1995-02-19 23:00 | 383.0944 | 211.3021 | 0 | 48.4754 | 0 | 1.7203 | 10.733 | 20.2991 | 0.052253 | 0.0042866 | 30.4534
1995-02-20 | 405.8117 | 216.9314 | 0 | 73.9348 | 0 | 1.7189 | 28.4931 | 20.1317 | 0.052253 | 0.0045974 | 19.4556
1995-02-20 01:00 | 407.722 | 211.1501 | 0 | 61.2637 | 0 | 1.7185 | 13.2243 | 20.1018 | 0.052253 | 0.0045974 | 9.2103
1995-02-20 02:00 | 411.5729 | 206.0097 | 0 | 62.2712 | 0 | 1.7181 | 10.5411 | 20.0542 | 0.052253 | 0.0045974 | 10.7344
1995-02-20 03:00 | 414.5231 | 199.4591 | 0 | 56.8392 | 0 | 1.7169 | 10.4173 | 20.014 | 0.052253 | 0.0045974 | 11.5189
1995-02-20 04:00 | 416.429 | 193.5095 | 0 | 52.9416 | 0 | 1.7154 | 10.2124 | 20.0398 | 0.052253 | 0.0045974 | 12.979
1995-02-20 05:00 | 419.2265 | 201.1153 | 0.13777 | 24.6417 | 0 | 1.7137 | 15.8839 | 20.1085 | 0.052253 | 0.0045974 | 10.3079
1995-02-20 06:00 | 415.2314 | 199.7749 | 7.4308 | 64.2977 | 0 | 1.7131 | 12.5167 | 20.1834 | 0.052253 | 0.0045974 | 15.8928
1995-02-20 07:00 | 409.015 | 192.3961 | 68.9754 | 70.9399 | 0 | 1.7131 | 17.3562 | 20.2434 | 0.052253 | 0.0042866 | 37.4289
1995-02-20 08:00 | 396.6284 | 185.6636 | 250.0002 | 61.431 | 0 | 1.7142 | 10.8855 | 20.3147 | 0.052253 | 0.0042866 | 1.3314
1995-02-20 09:00 | 385.6442 | 191.5721 | 419.766 | 53.4532 | 0 | 1.7149 | 16.0195 | 20.2667 | 0.052253 | 0.0042866 | 1.2761
1995-02-20 10:00 | 340.1405 | 187.2859 | 555.8571 | 59.3865 | 0 | 1.7157 | 9.412 | 20.2193 | 0.052253 | 0.0042866 | 0
1995-02-20 11:00 | 315.4988 | 180.8885 | 627.0716 | 60.7829 | 0 | 1.7172 | 9.3496 | 20.1794 | 0.052253 | 0.0042866 | 12.2147
1995-02-20 12:00 | 313.6701 | 181.8904 | 635.4456 | 40.3096 | 0 | 1.7185 | 17.0358 | 20.1409 | 0.052253 | 0.0042866 | 3.3056
1995-02-20 13:00 | 328.6735 | 187.1481 | 581.9422 | 53.4538 | 0 | 1.7202 | 15.8188 | 20.2329 | 0.052253 | 0.0042866 | 5.3629
1995-02-20 14:00 | 311.4778 | 188.2945 | 496.5657 | 64.5076 | 0 | 1.7206 | 15.7781 | 20.104 | 0.052253 | 0.0042866 | 3.5516
1995-02-20 15:00 | 328.3266 | 203.1037 | 354.1382 | 47.8816 | 0 | 1.7199 | 10.5839 | 20.127 | 0.052253 | 0.0042866 | 9.6038
1995-02-20 16:00 | 344.6973 | 215.7112 | 165.4764 | 62.7352 | 0 | 1.7193 | 21.333 | 20.2563 | 0.052253 | 0.020247 | 25.9627
1995-02-20 17:00 | 350.1698 | 222.3656 | 42.9993 | 63.2222 | 0 | 1.7188 | 14.1854 | 20.3582 | 0.052253 | 0.066777 | 51.7586
1995-02-20 18:00 | 354.2033 | 227.328 | 0.015604 | 59.1606 | 0 | 1.7185 | 29.2683 | 20.4314 | 0.052253 | 0.066777 | 81.6075
1995-02-20 19:00 | 355.2391 | 230.7719 | 0 | 52.9512 | 0 | 1.7182 | 22.5439 | 20.4464 | 0.052253 | 0.066777 | 63.8895
1995-02-20 20:00 | 356.0475 | 234.7037 | 0 | 62.7003 | 0 | 1.719 | 31.0253 | 20.3889 | 0.052253 | 0.066777 | 42.1509
1995-02-20 21:00 | 357.4743 | 241.308 | 0 | 62.9379 | 0 | 1.7192 | 12.3118 | 20.3566 | 0.052253 | 0.066777 | 40.1719
1995-02-20 22:00 | 355.819 | 239.1013 | 0 | 67.5899 | 0 | 1.7237 | 16.7164 | 20.2757 | 0.052253 | 0.066777 | 24.0873
1995-02-20 23:00 | 354.8044 | 238.1742 | 0 | 61.5456 | 0 | 1.7327 | 18.2825 | 20.2467 | 0.052253 | 0.066777 | 25.2376
1995-02-21 | 343.2825 | 236.8616 | 0 | 62.2135 | 1.9836 | 1.7361 | 27.4083 | 20.1094 | 0.11399 | 0.066777 | 3.3803
1995-02-21 01:00 | 330.8748 | 236.4305 | 0 | 51.1622 | 1.9836 | 1.7357 | 25.2727 | 20.0326 | 0.13066 | 0.066777 | 9.9039
1995-02-21 02:00 | 321.8271 | 222.611 | 0 | 48.5679 | 2.5461 | 1.7478 | 28.0918 | 20.0128 | 0.13066 | 0.066777 | 12.343
1995-02-21 03:00 | 320.6062 | 204.8299 | 0 | 55.875 | 2.3748 | 1.746 | 17.8392 | 19.9673 | 0.13066 | 0.066777 | 16.2099
1995-02-21 04:00 | 320.8021 | 197.1134 | 0 | 38.6296 | 3.5836 | 1.7844 | 21.6139 | 19.9454 | 0.13066 | 0.066777 | 26.6805
1995-02-21 05:00 | 321.9505 | 195.4809 | 0.1503 | 53.5034 | 1.9836 | 1.7816 | 12.5255 | 19.9859 | 0.13066 | 0.066777 | 25.7658
1995-02-21 06:00 | 323.6321 | 192.1504 | 11.4468 | 47.577 | 3.5836 | 1.78 | 15.6382 | 19.7764 | 0.13066 | 0.066777 | 12.4274
1995-02-21 07:00 | 334.974 | 202.2726 | 83.5289 | 47.6595 | 3.5836 | 1.7789 | 22.7694 | 20.0592 | 0.052253 | 0.020247 | 27.7953
1995-02-21 08:00 | 302.2319 | 223.9704 | 244.9075 | 46.9286 | 0 | 1.7794 | 9.0633 | 20.0319 | 0.052253 | 0.0042866 | 0.47434
1995-02-21 09:00 | 239.2156 | 235.6662 | 400.3219 | 25.7869 | 0 | 1.7807 | 9.1034 | 20.0201 | 0.052253 | 0.0042866 | 0.036064
1995-02-21 10:00 | 211.4298 | 235.3337 | 495.9534 | 24.4899 | 0 | 1.7828 | 8.4309 | 19.9533 | 0.052253 | 0.0042866 | 0.87935
1995-02-21 11:00 | 209.6 | 233.3093 | 547.3408 | 24.3097 | 0 | 1.7838 | 8.3915 | 19.9931 | 0.052253 | 0.0042866 | 0.40447
1995-02-21 12:00 | 213.0757 | 235.2575 | 526.0569 | 39.6792 | 0 | 1.786 | 8.1169 | 19.7554 | 0.052253 | 0.0042866 | 2.9591
1995-02-21 13:00 | 204.9887 | 236.035 | 509.0943 | 29.3534 | 0 | 1.7865 | 8.0878 | 19.7252 | 0.052253 | 0.0042866 | 1.0082
1995-02-21 14:00 | 248.416 | 238.3806 | 387.781 | 36.3605 | 0 | 1.7879 | 8.0893 | 19.7008 | 0.052253 | 0.0042866 | 1.799
1995-02-21 15:00 | 296.3307 | 240.1172 | 261.0951 | 38.5248 | 1.9836 | 1.7882 | 9.8342 | 19.7719 | 0.052253 | 0.0042866 | 4.609
1995-02-21 16:00 | 355.4417 | 234.0009 | 105.0215 | 45.3711 | 3.5836 | 1.7877 | 20.4889 | 20.0286 | 0.052253 | 0.020247 | 23.4816
1995-02-21 17:00 | 364.1359 | 228.4906 | 25.3186 | 42.5563 | 1.9836 | 1.788 | 20.0924 | 19.9234 | 0.052253 | 0.020247 | 30.8275
1995-02-21 18:00 | 363.4133 | 234.2731 | 0.04613 | 41.265 | 1.9836 | 1.7877 | 28.6464 | 20.2175 | 0.052253 | 0.066777 | 19.9051
1995-02-21 19:00 | 364.0951 | 238.0814 | 0 | 41.6301 | 1.9836 | 1.7882 | 26.8303 | 20.0181 | 0.052253 | 0.066777 | 18.1835
1995-02-21 20:00 | 367.6742 | 239.0658 | 0 | 41.8373 | 1.9836 | 1.7894 | 29.9691 | 20.2292 | 0.052253 | 0.066777 | 20.7233
1995-02-21 21:00 | 366.6038 | 237.3059 | 0 | 43.2244 | 1.9836 | 1.7891 | 26.6207 | 19.9964 | 0.052253 | 0.066777 | 8.9177
1995-02-21 22:00 | 350.2396 | 230.5445 | 0 | 39.6337 | 1.9836 | 1.7963 | 25.9046 | 19.9315 | 0.052253 | 0.066777 | 17.8764
1995-02-21 23:00 | 356.4918 | 237.0736 | 0 | 35.1437 | 3.5836 | 1.8587 | 28.8972 | 19.5545 | 0.052253 | 0.066777 | 8.6457
1995-02-22 | 353.3444 | 233.3206 | 0 | 58.5033 | 1.9836 | 1.8586 | 29.9116 | 19.2685 | 0.052253 | 0.066777 | 25.3524
1995-02-22 01:00 | 335.1598 | 237.4138 | 0 | 53.2787 | 0.36242 | 1.8585 | 26.5016 | 18.9971 | 0.052253 | 0.066777 | 32.6699
1995-02-22 02:00 | 325.1415 | 238.7487 | 0 | 55.4332 | 1.3336 | 1.8583 | 25.5136 | 18.9962 | 0.052253 | 0.066777 | 24.9756
1995-02-22 03:00 | 335.9917 | 237.046 | 0 | 52.7165 | 1.3336 | 1.8576 | 26.0717 | 19.149 | 0.052253 | 0.020247 | 22.3427
1995-02-22 04:00 | 313.2042 | 235.4316 | 0 | 41.044 | 0 | 1.7885 | 22.3728 | 19.0143 | 0.052253 | 0.020247 | 12.4817
1995-02-22 05:00 | 320.4012 | 236.1232 | 0.15968 | 40.9177 | 0 | 1.7839 | 17.2865 | 19.303 | 0.052253 | 0.020247 | 9.732
1995-02-22 06:00 | 298.161 | 241.5662 | 13.692 | 43.5322 | 0 | 1.7836 | 14.698 | 19.3779 | 0 | 0.020247 | 20.7419
1995-02-22 07:00 | 304.738 | 249.9012 | 79.8625 | 45.4157 | 0 | 1.7828 | 11.3085 | 19.9667 | 0 | 0.020247 | 44.8436
1995-02-22 08:00 | 281.3525 | 240.9832 | 256.5701 | 46.0401 | 0 | 1.7834 | 9.7804 | 19.7098 | 0 | 0.0042866 | 8.5985
1995-02-22 09:00 | 224.5994 | 237.7671 | 440.1079 | 37.3018 | 0 | 1.7846 | 8.9076 | 19.6745 | 0 | 0.0042866 | 0.12423
1995-02-22 10:00 | 181.1238 | 239.7958 | 574.2391 | 27.1346 | 0 | 1.7866 | 8.3379 | 19.5652 | 0 | 0.0042866 | 0.1259
1995-02-22 11:00 | 170.3963 | 237.2272 | 620.1444 | 33.1946 | 0 | 1.7884 | 7.9648 | 19.5518 | 0 | 0.0042866 | 0
1995-02-22 12:00 | 169.1265 | 240.321 | 618.7027 | 22.8903 | 0 | 1.7903 | 7.8568 | 19.469 | 0 | 0.0042866 | 0.3295
1995-02-22 13:00 | 166.9035 | 244.0832 | 566.746 | 33.0877 | 0 | 1.7904 | 16.0158 | 19.4655 | 0 | 0.0042866 | 0
1995-02-22 14:00 | 168.0933 | 242.2571 | 467.7377 | 30.5592 | 0 | 1.7915 | 17.7909 | 19.5269 | 0.052253 | 0.0042866 | 1.7529
1995-02-22 15:00 | 231.9945 | 245.0371 | 316.1233 | 41.2664 | 1.5257 | 1.7915 | 19.0248 | 19.5763 | 0.11399 | 0.020247 | 4.542
1995-02-22 16:00 | 277.4688 | 244.6636 | 147.6488 | 51.468 | 1.9836 | 1.7911 | 26.6678 | 19.6879 | 0.11399 | 0.020247 | 22.2916
1995-02-22 17:00 | 275.844 | 245.9794 | 34.5177 | 54.7546 | 1.9836 | 1.7913 | 30.2992 | 20.0008 | 0.11399 | 0.020247 | 45.2887
1995-02-22 18:00 | 287.7788 | 239.8426 | 0.081202 | 65.4814 | 1.9836 | 1.7912 | 32.5274 | 19.6146 | 0.11399 | 0.020247 | 45.4494
1995-02-22 19:00 | 296.0055 | 237.7093 | 0 | 60.3223 | 1.9836 | 1.7918 | 30.2036 | 19.6928 | 0.11399 | 0.037013 | 50.6825
1995-02-22 20:00 | 320.4248 | 242.6831 | 0 | 62.3161 | 1.9836 | 1.7931 | 30.4514 | 19.7527 | 0.11399 | 0.066777 | 43.9995
1995-02-22 21:00 | 312.9 | 239.1025 | 0 | 61.7593 | 1.9836 | 1.7938 | 32.2325 | 19.4177 | 0.11399 | 0.066777 | 33.8691
1995-02-22 22:00 | 327.3522 | 228.9281 | 0 | 56.4076 | 1.9836 | 1.7948 | 32.0063 | 19.2889 | 0.11399 | 0.066777 | 45.5957
1995-02-22 23:00 | 335.6122 | 235.8595 | 0 | 46.8741 | 1.9836 | 1.7953 | 31.8483 | 19.1797 | 0.11399 | 0.020247 | 24.5252
1995-02-23 | 358.0782 | 245.5928 | 0 | 69.9305 | 1.9836 | 1.7993 | 33.0277 | 19.4981 | 0.11399 | 0.020247 | 12.2405
1995-02-23 01:00 | 357.493 | 245.456 | 0 | 50.4755 | 1.9836 | 1.7895 | 28.4748 | 19.2094 | 0.052253 | 0.020247 | 25.3532
1995-02-23 02:00 | 356.9263 | 248.8988 | 0 | 63.1021 | 1.9836 | 1.7892 | 21.9607 | 19.2036 | 0.052253 | 0.020247 | 19.8915
1995-02-23 03:00 | 355.0976 | 250.7703 | 0 | 50.3401 | 1.9836 | 1.7841 | 28.0375 | 19.2065 | 0.052253 | 0.020247 | 7.0573
1995-02-23 04:00 | 360.1737 | 248.1622 | 0 | 42.7184 | 1.9836 | 1.7824 | 23.5934 | 19.1983 | 0.052253 | 0.020247 | 2.8929
1995-02-23 05:00 | 345.1685 | 249.0355 | 0.21229 | 48.5202 | 1.6575 | 1.7804 | 21.3831 | 19.0072 | 0.052253 | 0.0042866 | 7.4997
1995-02-23 06:00 | 359.3939 | 247.9158 | 12.4302 | 35.1337 | 0.65 | 1.7794 | 11.0146 | 19.437 | 0.052253 | 0.0042866 | 9.9788
1995-02-23 07:00 | 360.4062 | 255.1357 | 64.9348 | 49.9542 | 0.65 | 1.7906 | 20.2772 | 19.7974 | 0 | 0.0042866 | 26.7194
1995-02-23 08:00 | 358.8667 | 253.9244 | 209.5616 | 32.9327 | 0 | 1.7914 | 22.3833 | 19.82 | 0 | 0.0042866 | 0
1995-02-23 09:00 | 315.2566 | 244.8045 | 346.9352 | 28.411 | 0 | 1.8313 | 16.5175 | 19.4659 | 0 | 0 | 0
1995-02-23 10:00 | 304.8721 | 246.6777 | 441.7845 | 26.0417 | 0 | 1.8334 | 13.0649 | 19.4733 | 0 | 0 | 4.7329
1995-02-23 11:00 | 279.3361 | 230.396 | 496.844 | 23.5327 | 0 | 1.8356 | 8.1897 | 19.4509 | 0 | 0 | 0
1995-02-23 12:00 | 275.934 | 233.1107 | 499.8446 | 21.106 | 0 | 1.8376 | 8.0706 | 19.1734 | 0 | 0 | 2.1974
1995-02-23 13:00 | 320.1251 | 226.7288 | 439.6483 | 25.724 | 0 | 1.8381 | 7.9299 | 19.379 | 0 | 0 | 0.11809
1995-02-23 14:00 | 326.7513 | 240.4822 | 366.756 | 25.9456 | 0 | 1.8393 | 8.0976 | 19.5226 | 0 | 0 | 1.6598
1995-02-23 15:00 | 357.9573 | 236.7115 | 245.0441 | 37.0738 | 0 | 1.8396 | 10.2363 | 19.5812 | 0.0195 | 0.0042866 | 5.0365
1995-02-23 16:00 | 394.8719 | 242.9985 | 117.0798 | 34.1641 | 0 | 1.8395 | 22.3362 | 19.8569 | 0.0195 | 0.0042866 | 16.2183
1995-02-23 17:00 | 416.1044 | 242.7411 | 26.4741 | 27.3205 | 0 | 1.8398 | 26.3828 | 19.822 | 0.0195 | 0.0042866 | 9.3501
1995-02-23 18:00 | 421.2845 | 243.396 | 0.30264 | 30.6937 | 0 | 1.84 | 26.7171 | 19.9785 | 0.0195 | 0.0042866 | 25.5731
1995-02-23 19:00 | 434.7393 | 246.0041 | 0 | 26.955 | 0 | 1.8407 | 26.733 | 19.9182 | 0.0195 | 0.0042866 | 21.7701
1995-02-23 20:00 | 437.5652 | 243.1312 | 0 | 28.1767 | 0 | 1.842 | 26.8938 | 19.8982 | 0.0195 | 0.0042866 | 24.3367
1995-02-23 21:00 | 449.5542 | 238.5543 | 0 | 40.9359 | 0 | 1.8428 | 27.4629 | 19.782 | 0.0195 | 0.0042866 | 18.234
1995-02-23 22:00 | 446.1272 | 235.4553 | 0 | 37.697 | 0 | 1.8204 | 20.1011 | 19.1737 | 0.0195 | 0.0042866 | 10.995
1995-02-23 23:00 | 450.0303 | 225.6916 | 0 | 25.4826 | 0 | 1.8249 | 18.2211 | 19.0198 | 0.0195 | 0.0042866 | 8.0436
1995-02-24 | 471.1355 | 214.1693 | 0 | 40.8778 | 0 | 1.8251 | 40.2393 | 19.3023 | 0.34085 | 0 | 3.0127
1995-02-24 01:00 | 458.4204 | 201.0749 | 0 | 27.8821 | 0.8339 | 1.8252 | 40.8704 | 19.2365 | 0.34085 | 0 | 8.5967
1995-02-24 02:00 | 446.3152 | 188.828 | 0 | 34.8256 | 1.3336 | 1.7844 | 37.8898 | 19.2617 | 0.34085 | 0 | 8.7981
1995-02-24 03:00 | 441.2434 | 175.2138 | 0 | 36.0882 | 1.3336 | 1.7834 | 45.338 | 19.2663 | 0.34085 | 0 | 8.3918
1995-02-24 04:00 | 427.6299 | 164.7383 | 0 | 27.4608 | 1.0789 | 1.7818 | 39.9389 | 19.2822 | 0.34085 | 0 | 8.8138
1995-02-24 05:00 | 416.4934 | 156.2287 | 0.221 | 23.9631 | 0 | 1.7801 | 32.4179 | 19.4212 | 0.34085 | 0 | 6.9278
1995-02-24 06:00 | 405.0638 | 145.8439 | 10.9651 | 30.0011 | 0 | 1.7771 | 40.2157 | 19.6613 | 0.34085 | 0 | 9.5702
1995-02-24 07:00 | 410.9398 | 137.0484 | 66.7906 | 30.1383 | 1.3336 | 1.7763 | 44.7316 | 19.8619 | 0.34085 | 0 | 14.5269
1995-02-24 08:00 | 386.1748 | 126.2575 | 176.8253 | 34.3824 | 0 | 1.7771 | 43.2455 | 19.9329 | 0.36035 | 0 | 8.6313
1995-02-24 09:00 | 358.6973 | 121.4783 | 287.798 | 25.9624 | 0 | 1.7801 | 37.1768 | 19.782 | 0.36035 | 0 | 3.7149
1995-02-24 10:00 | 310.629 | 109.6175 | 361.8319 | 29.6888 | 0 | 1.7818 | 37.1971 | 19.7394 | 0.36035 | 0 | 0.047896
1995-02-24 11:00 | 306.7277 | 109.5181 | 409.1585 | 28.9933 | 0 | 1.7878 | 28.5396 | 19.6902 | 0.36035 | 0.22148 | 0.005005
1995-02-24 12:00 | 321.8924 | 113.3534 | 404.4835 | 28.1758 | 0 | 1.7897 | 43.1966 | 19.6365 | 0.3825 | 0.22148 | 0.098512
1995-02-24 13:00 | 320.4559 | 119.7671 | 370.0148 | 21.851 | 0 | 1.7901 | 37.9878 | 19.6142 | 0.3825 | 0.22148 | 0
1995-02-24 14:00 | 338.925 | 124.9348 | 300.1117 | 22.5129 | 1.3336 | 1.7912 | 40.1215 | 19.7379 | 0.36035 | 0.22148 | 0
1995-02-24 15:00 | 346.2009 | 126.8646 | 204.7489 | 31.8387 | 1.3336 | 1.7915 | 51.6988 | 19.8351 | 0.59644 | 0.22148 | 1.8279
1995-02-24 16:00 | 352.4026 | 132.0897 | 92.0606 | 40.5672 | 1.3336 | 1.7978 | 69.8206 | 19.9211 | 0.77166 | 0.22148 | 17.0629
1995-02-24 17:00 | 374.9035 | 130.222 | 24.9235 | 39.6078 | 1.3336 | 1.7981 | 69.399 | 19.9571 | 0.77166 | 0.22148 | 22.6041
1995-02-24 18:00 | 374.5545 | 126.3613 | 0.29494 | 51.8273 | 1.3336 | 1.7978 | 70.2662 | 19.8825 | 0.77166 | 0.22148 | 21.1473
1995-02-24 19:00 | 363.637 | 120.5793 | 0 | 40.8114 | 1.3336 | 1.7981 | 76.6962 | 19.9072 | 0.77166 | 0.22148 | 45.7688
1995-02-24 20:00 | 371.4551 | 117.5642 | 0 | 33.39 | 1.3336 | 1.7993 | 69.2622 | 19.9777 | 0.75483 | 0.22148 | 44.109
1995-02-24 21:00 | 368.9106 | 117.124 | 0 | 33.3545 | 1.3336 | 1.7996 | 72.4051 | 19.9294 | 0.75483 | 0.22148 | 23.1143
1995-02-24 22:00 | 367.7572 | 113.3277 | 0 | 42.2783 | 1.3336 | 1.8003 | 68.7553 | 19.8411 | 0.75483 | 0.22148 | 24.9074
1995-02-24 23:00 | 342.5481 | 104.3115 | 0 | 35.3229 | 1.3336 | 1.8003 | 77.2408 | 19.6038 | 0.77698 | 0.22148 | 37.1419
1995-02-25 | 350.0223 | 96.1744 | 0 | 39.2349 | 5.4157 | 3.3447 | 77.1917 | 19.2663 | 1.1753 | 7.1826 | 14.8631
1995-02-25 01:00 | 343.9128 | 90.6047 | 0 | 36.1638 | 3.5836 | 3.3457 | 76.399 | 19.1877 | 1.4166 | 8.228 | 10.5688
1995-02-25 02:00 | 327.5557 | 89.3948 | 0 | 35.4735 | 3.5836 | 3.3465 | 75.7812 | 19.2269 | 1.4166 | 8.5932 | 17.8807
1995-02-25 03:00 | 320.3404 | 85.6608 | 0 | 41.683 | 3.5836 | 3.346 | 74.4502 | 19.1754 | 1.4166 | 8.6059 | 11.2791
1995-02-25 04:00 | 288.7025 | 83.6079 | 0 | 35.6736 | 3.5836 | 3.3446 | 70.2459 | 19.237 | 1.4166 | 8.2479 | 26.9871
1995-02-25 05:00 | 278.3562 | 87.0594 | 0.18612 | 33.6444 | 3.5836 | 3.3559 | 66.3631 | 19.3395 | 1.4166 | 7.0471 | 13.8983
1995-02-25 06:00 | 275.4706 | 86.163 | 7.8748 | 29.105 | 3.4742 | 3.3518 | 64.7 | 19.6223 | 1.4166 | 7.2452 | 22.9447
1995-02-25 07:00 | 274.0568 | 84.6396 | 75.2465 | 38.7443 | 2.9336 | 3.3445 | 65.529 | 19.7447 | 1.4166 | 8.8561 | 12.3099
1995-02-25 08:00 | 253.0056 | 85.5667 | 211.7542 | 31.8912 | 2.9336 | 3.3344 | 64.1898 | 19.8193 | 1.3723 | 8.6146 | 5.665
1995-02-25 09:00 | 238.9363 | 82.2552 | 334.5453 | 26.9266 | 2.9336 | 3.3221 | 63.8851 | 19.7451 | 1.367 | 1.0335 | 0
1995-02-25 10:00 | 209.6477 | 73.141 | 440.6002 | 24.5084 | 2.9336 | 3.3088 | 63.8681 | 19.702 | 1.367 | 3.6154 | 0.60195
1995-02-25 11:00 | 213.5778 | 68.433 | 472.1226 | 24.4094 | 2.9336 | 3.298 | 61.4558 | 18.3755 | 1.367 | 0.22336 | 0
1995-02-25 12:00 | 221.0483 | 59.9151 | 481.6296 | 19.2664 | 2.9336 | 3.2924 | 61.5461 | 18.5964 | 1.367 | 1.8307 | 0.1936
1995-02-25 13:00 | 214.0536 | 59.5949 | 447.4393 | 22.6704 | 2.9336 | 3.2743 | 59.7159 | 18.5709 | 1.367 | 3.9101 | 1.9155
1995-02-25 14:00 | 221.0563 | 62.3566 | 369.843 | 27.3194 | 2.9336 | 3.2679 | 58.2489 | 18.6379 | 1.3891 | 5.3122 | 1.7831
1995-02-25 15:00 | 266.9594 | 67.3613 | 263.9844 | 36.1533 | 2.9336 | 3.2756 | 65.3973 | 18.6899 | 1.3891 | 6.3978 | 6.5536
1995-02-25 16:00 | 286.1173 | 64.1796 | 119.3389 | 41.4845 | 3.5836 | 3.2961 | 75.3143 | 18.7805 | 1.3891 | 6.4033 | 29.1076
1995-02-25 17:00 | 303.987 | 62.8415 | 26.0815 | 31.7516 | 15.3346 | 3.3223 | 81.6242 | 19.7786 | 1.2521 | 7.8281 | 19.9477
1995-02-25 18:00 | 303.4693 | 63.2615 | 0.12833 | 31.9009 | 18.1426 | 3.3489 | 83.5664 | 19.8092 | 1.0621 | 8.6426 | 27.2058
1995-02-25 19:00 | 298.8978 | 69.1623 | 0 | 39.2696 | 18.1426 | 3.3618 | 83.9628 | 19.8355 | 1.2312 | 8.8939 | 27.625
1995-02-25 20:00 | 277.832 | 74.678 | 0 | 50.5135 | 18.1426 | 3.3651 | 83.8925 | 19.7901 | 1.385 | 8.895 | 31.0041
1995-02-25 21:00 | 282.2741 | 81.6338 | 0 | 41.458 | 18.7904 | 3.3683 | 84.591 | 19.7137 | 1.5424 | 8.8959 | 16.0661
1995-02-25 22:00 | 290.5236 | 88.8022 | 0 | 42.18 | 18.7926 | 3.3702 | 84.0057 | 19.5674 | 1.5424 | 8.7641 | 10.5087
1995-02-25 23:00 | 280.6733 | 93.0038 | 0 | 39.2383 | 18.7926 | 3.3804 | 83.5397 | 19.4894 | 1.5424 | 8.895 | 5.4068
1995-02-26 | 281.8762 | 95.9595 | 0 | 66.2046 | 18.7926 | 3.0201 | 63.0788 | 19.4597 | 0.49847 | 0.24176 | 17.8741
1995-02-26 01:00 | 268.8451 | 102.9356 | 0 | 60.2905 | 18.7926 | 2.6229 | 60.9447 | 19.3315 | 0.52424 | 0.22839 | 11.1076
1995-02-26 02:00 | 272.2989 | 102.2099 | 0 | 53.373 | 18.7926 | 2.4091 | 46.8743 | 19.3077 | 0.48164 | 0.22809 | 13.8768
1995-02-26 03:00 | 268.2347 | 106.6254 | 0 | 51.1722 | 18.7926 | 1.7886 | 37.1925 | 19.3058 | 0.48164 | 0.24133 | 27.5656
1995-02-26 04:00 | 247.7458 | 107.8069 | 0 | 49.3027 | 18.7926 | 1.7871 | 48.48 | 19.3452 | 0.48164 | 0.23282 | 14.3752
1995-02-26 05:00 | 245.8721 | 106.5985 | 0.17541 | 59.2049 | 18.7926 | 1.7858 | 49.4368 | 19.4774 | 0.48164 | 0.23117 | 29.468
1995-02-26 06:00 | 249.5402 | 117.5617 | 11.3753 | 65.289 | 18.7926 | 1.8047 | 55.8837 | 19.6456 | 0.46498 | 0.23711 | 43.6315
1995-02-26 07:00 | 254.2515 | 131.6562 | 79.2162 | 65.7339 | 18.7255 | 3.3331 | 56.4396 | 19.986 | 0.46498 | 0.24974 | 40.2515
1995-02-26 08:00 | 245.0054 | 137.4548 | 231.3583 | 63.9932 | 17.0134 | 3.3234 | 51.7475 | 19.882 | 0.31351 | 0.25034 | 22.2247
1995-02-26 09:00 | 204.2039 | 145.3508 | 381.1928 | 59.7021 | 2.9336 | 3.3129 | 41.1032 | 19.7977 | 0.31351 | 0.24325 | 13.3329
1995-02-26 10:00 | 210.7163 | 151.7858 | 484.0283 | 54.3198 | 2.9336 | 3.3004 | 39.282 | 19.8875 | 0.31351 | 0.2506 | 0
1995-02-26 11:00 | 176.3377 | 155.8412 | 522.6733 | 40.9013 | 18.1426 | 3.2977 | 39.1957 | 19.7438 | 0.31351 | 0.0019513 | 2.2163
1995-02-26 12:00 | 181.2165 | 166.9316 | 515.6418 | 48.8806 | 13.4756 | 3.2928 | 28.9308 | 19.7774 | 0.31351 | 0.019487 | 16.9603
1995-02-26 13:00 | 233.5463 | 165.9275 | 483.4091 | 43.3405 | 2.9336 | 3.2728 | 34.3124 | 19.7525 | 0.31351 | 0.024646 | 3.8844
1995-02-26 14:00 | 207.6299 | 172.5327 | 410.5022 | 55.3758 | 2.9336 | 3.2561 | 28.5147 | 19.7315 | 0.31351 | 0.0022104 | 15.1999
1995-02-26 15:00 | 243.0122 | 174.8195 | 278.3895 | 60.7987 | 18.1426 | 3.2222 | 40.743 | 19.8014 | 0.31351 | 0.013556 | 13.347
1995-02-26 16:00 | 275.2829 | 173.5577 | 124.5654 | 64.5016 | 2.9336 | 3.2421 | 40.8915 | 19.9532 | 0.31351 | 0.24075 | 52.2633
1995-02-26 17:00 | 280.1675 | 176.1578 | 32.4831 | 70.5202 | 18.7926 | 3.2697 | 56.5263 | 20.0061 | 0.31351 | 0.23398 | 53.3434
1995-02-26 18:00 | 330.0972 | 176.1178 | 0.43543 | 62.2119 | 18.3745 | 3.2943 | 35.6215 | 20.042 | 0.31351 | 0.24056 | 75.248
1995-02-26 19:00 | 327.6617 | 170.5355 | 0 | 68.4832 | 18.7926 | 3.2886 | 57.2262 | 20.0248 | 0.33442 | 0.25007 | 61.6537
1995-02-26 20:00 | 302.2619 | 166.6016 | 0 | 68.7771 | 18.7926 | 3.2928 | 42.388 | 19.8574 | 0.33442 | 0.25128 | 62.6355
1995-02-26 21:00 | 304.4606 | 153.5101 | 0 | 71.5964 | 18.7926 | 3.2968 | 42.3866 | 19.797 | 0.33442 | 0.25221 | 48.972
1995-02-26 22:00 | 310.6267 | 157.3683 | 0 | 56.8008 | 18.7926 | 3.2998 | 52.4004 | 19.6554 | 0.33442 | 0.23952 | 21.0161
1995-02-26 23:00 | 308.2852 | 148.3861 | 0 | 63.3022 | 18.7926 | 3.3019 | 42.9456 | 19.5304 | 0.33442 | 0.25079 | 11.364
1995-02-27 | 315.855 | 132.6502 | 0 | 69.2436 | 17.1926 | 1.7314 | 33.7738 | 19.3961 | 0.12527 | 0.024956 | 10.3489
1995-02-27 01:00 | 328.3084 | 114.5342 | 0 | 67.2646 | 17.1926 | 1.7315 | 25.8049 | 19.2883 | 0.11399 | 0.011334 | 5.1894
1995-02-27 02:00 | 325.6378 | 95.9143 | 0 | 53.0795 | 17.1926 | 1.7211 | 31.9817 | 19.222 | 0.11399 | 0.011025 | 17.8195
1995-02-27 03:00 | 314.9692 | 91.8678 | 0 | 50.4605 | 17.1926 | 1.7205 | 31.1229 | 19.2343 | 0.11399 | 0.02452 | 14.6981
1995-02-27 04:00 | 321.1561 | 98.3137 | 0 | 56.9841 | 17.1926 | 1.7198 | 27.2318 | 19.2738 | 0.11399 | 0.01584 | 16.176
1995-02-27 05:00 | 304.2535 | 108.1723 | 0.22068 | 53.232 | 17.1926 | 1.7189 | 30.8318 | 19.3951 | 0.11399 | 0.014162 | 15.5405
1995-02-27 06:00 | 297.2066 | 123.7532 | 10.0605 | 55.5354 | 17.1926 | 1.7189 | 31.8375 | 19.4875 | 0.13066 | 0.020222 | 19.5737
1995-02-27 07:00 | 301.6029 | 138.9702 | 92.3871 | 49.6727 | 17.1926 | 1.7232 | 22.3357 | 19.5468 | 0.13066 | 0.03309 | 22.4157
1995-02-27 08:00 | 288.9193 | 168.8662 | 294.2666 | 51.2623 | 16.2061 | 1.7244 | 20.9942 | 19.7089 | 0.13066 | 0.033702 | 2.6146
1995-02-27 09:00 | 250.9909 | 185.709 | 497.3265 | 45.4274 | 1.9836 | 1.7251 | 30.9288 | 19.5321 | 0.13066 | 0 | 4.9963
1995-02-27 10:00 | 283.6522 | 204.9897 | 578.1486 | 43.5778 | 1.9836 | 1.7259 | 18.7513 | 19.4448 | 0.13066 | 0 | 0
1995-02-27 11:00 | 279.7857 | 214.5428 | 663.2567 | 29.1474 | 1.9836 | 1.723 | 18.6566 | 19.293 | 0.13066 | 0 | 0
1995-02-27 12:00 | 311.1277 | 221.5781 | 598.7161 | 48.2481 | 1.9836 | 1.7241 | 18.5603 | 19.2449 | 0.13066 | 0 | 0
1995-02-27 13:00 | 326.9336 | 236.1881 | 594.9331 | 49.4794 | 1.9836 | 1.7245 | 18.6245 | 19.359 | 0.13066 | 0 | 5.5302
1995-02-27 14:00 | 361.4456 | 235.1152 | 450.1507 | 45.1728 | 1.9836 | 1.725 | 24.4011 | 19.245 | 0.13066 | 0 | 1.2229
1995-02-27 15:00 | 400.0556 | 241.2799 | 343.7472 | 40.4088 | 1.9836 | 1.7246 | 18.6306 | 19.374 | 0.13066 | 0 | 9.1077
1995-02-27 16:00 | 368.4988 | 245.091 | 171.2938 | 41.5319 | 1.9836 | 1.7423 | 19.5761 | 19.4903 | 0.13066 | 0.0042866 | 53.2244
1995-02-27 17:00 | 384.5135 | 248.7734 | 42.5326 | 56.7135 | 1.9836 | 1.742 | 33.4337 | 19.6636 | 0.13066 | 0.0042866 | 77.5656
1995-02-27 18:00 | 431.0372 | 249.1031 | 0.69815 | 41.7885 | 1.9836 | 1.742 | 32.6038 | 19.7087 | 0.13066 | 0.0042866 | 63.078
1995-02-27 19:00 | 441.7661 | 248.6152 | 0 | 53.3949 | 1.9836 | 1.7419 | 27.2924 | 19.7121 | 0.13066 | 0.0042866 | 45.5554
1995-02-27 20:00 | 459.9699 | 249.7994 | 0 | 48.9081 | 1.9836 | 1.7834 | 33.2486 | 19.6676 | 0.11399 | 0.0042866 | 33.1578
1995-02-27 21:00 | 467.2932 | 251.0453 | 0 | 43.6446 | 1.9836 | 1.785 | 21.8751 | 19.6467 | 0.052253 | 0.0042866 | 27.282
1995-02-27 22:00 | 472.1158 | 251.9524 | 0 | 41.6291 | 1.9836 | 1.7854 | 29.5079 | 19.5401 | 0.052253 | 0.0042866 | 23.5664
1995-02-27 23:00 | 467.7191 | 253.3068 | 0 | 41.6383 | 1.9836 | 1.7848 | 16.3486 | 19.468 | 0.052253 | 0.0042866 | 20.1286
1995-02-28 | 451.0803 | 250.8289 | 0 | 36.2537 | 0 | 1.7631 | 17.6227 | 18.9719 | 0.052253 | 0 | 7.8815
1995-02-28 01:00 | 434.9139 | 248.6301 | 0 | 31.5315 | 0 | 1.763 | 16.6369 | 18.8954 | 0.052253 | 0 | 6.3509
1995-02-28 02:00 | 390.2129 | 245.0694 | 0 | 38.2141 | 0 | 1.762 | 9.8359 | 18.6204 | 0.052253 | 0 | 6.4874
1995-02-28 03:00 | 379.3728 | 249.2963 | 0 | 36.7713 | 0.8783 | 1.7574 | 7.1818 | 18.4506 | 0.052253 | 0 | 9.9279
1995-02-28 04:00 | 377.6658 | 250.3998 | 0 | 29.5072 | 1.8158 | 1.7533 | 11.4204 | 18.9789 | 0.052253 | 0 | 0.11759
1995-02-28 05:00 | 366.2152 | 243.397 | 0.19911 | 38.2555 | 0.82106 | 1.7504 | 7.2811 | 18.6693 | 0.052253 | 0 | 6.0605
1995-02-28 06:00 | 374.1577 | 249.2322 | 14.3267 | 29.8023 | 0 | 1.7501 | 7.9357 | 18.403 | 0.052253 | 0 | 9.9829
1995-02-28 07:00 | 391.4907 | 252.161 | 99.1186 | 40.4856 | 0 | 1.7522 | 7.646 | 19.322 | 0.052253 | 0 | 6.6928
1995-02-28 08:00 | 369.7735 | 250.4392 | 250.7341 | 34.0726 | 0 | 1.7569 | 7.6926 | 19.2104 | 0.052253 | 0 | 0.27977
1995-02-28 09:00 | 285.3053 | 245.2285 | 379.1842 | 30.401 | 0 | 1.7608 | 7.6802 | 19.2442 | 0.052253 | 0 | 0.08708
1995-02-28 10:00 | 290.3935 | 247.9483 | 453.6903 | 15.5436 | 0 | 1.7451 | 7.7376 | 19.0517 | 0 | 0 | 0
1995-02-28 11:00 | 263.5014 | 239.0024 | 463.6056 | 37.3517 | 0 | 1.7479 | 7.6866 | 17.7881 | 0 | 0 | 0
1995-02-28 12:00 | 292.4034 | 235.8565 | 466.9713 | 22.4093 | 0 | 1.7495 | 7.5262 | 17.665 | 0.052253 | 0 | 1.1257
1995-02-28 13:00 | 272.0919 | 247.3998 | 466.1928 | 36.8542 | 0 | 1.7511 | 7.4191 | 18.5436 | 0.052253 | 0 | 0.10498
1995-02-28 14:00 | 275.7525 | 250.4267 | 394.8649 | 27.4565 | 0 | 1.7533 | 7.4443 | 17.2906 | 0.052253 | 0 | 1.0484
1995-02-28 15:00 | 292.4693 | 252.5144 | 294.3522 | 30.9539 | 0 | 1.7546 | 7.6113 | 17.4905 | 0.052253 | 0 | 0.27108
1995-02-28 16:00 | 333.3073 | 256.5939 | 155.7773 | 37.8533 | 0 | 1.7803 | 7.6812 | 19.0088 | 0.052253 | 0 | 15.0734
1995-02-28 17:00 | 340.5396 | 246.7891 | 38.2425 | 39.0897 | 0 | 1.7792 | 10.7985 | 19.1132 | 0.052253 | 0 | 23.6515
1995-02-28 18:00 | 348.9224 | 247.8237 | 1.4429 | 49.8402 | 0 | 1.7774 | 7.5667 | 18.8659 | 0.052253 | 0 | 55.978
1995-02-28 19:00 | 359.3972 | 244.3482 | 0 | 51.1124 | 0 | 1.7766 | 7.5974 | 18.8876 | 0.052253 | 0 | 37.3048
1995-02-28 20:00 | 383.2346 | 247.933 | 0 | 51.6221 | 0 | 1.7762 | 14.2862 | 18.8611 | 0.052253 | 0 | 37.0316
1995-02-28 21:00 | 359.6605 | 249.1271 | 0 | 61.8156 | 0 | 1.7766 | 7.6496 | 19.0202 | 0.052253 | 0 | 34.37
1995-02-28 22:00 | 356.6937 | 244.3304 | 0 | 62.4074 | 0 | 1.7779 | 7.5508 | 19.3527 | 0.052253 | 0 | 28.0737
1995-02-28 23:00 | 343.6494 | 243.404 | 0 | 49.9001 | 0 | 1.7738 | 14.8439 | 18.8641 | 0.052253 | 0 | 32.4517
1995-03-01 | 369.7727 | 254.3804 | 0 | 58.1162 | 0 | 1.7791 | 20.3938 | 19.1944 | 0.052253 | 0.019936 | 36.0862
1995-03-01 01:00 | 359.4272 | 254.9437 | 0 | 61.9203 | 0 | 1.779 | 19.2502 | 19.1086 | 0.052253 | 0.019936 | 21.1145
1995-03-01 02:00 | 339.6194 | 249.4246 | 0 | 53.1449 | 0 | 1.7782 | 7.0942 | 18.6395 | 0.052253 | 0.0042866 | 35.311
1995-03-01 03:00 | 364.8276 | 251.2464 | 0 | 56.1221 | 0 | 1.773 | 14.3512 | 19.1226 | 0.052253 | 0.0042866 | 17.1823
1995-03-01 04:00 | 341.4556 | 253.5027 | 0 | 45.7606 | 0 | 1.7671 | 7.1499 | 19.0547 | 0.052253 | 0 | 26.1121
1995-03-01 05:00 | 340.4629 | 241.1136 | 0.2275 | 51.7478 | 0 | 1.7746 | 7.3941 | 18.818 | 0.052253 | 0 | 14.6348
1995-03-01 06:00 | 346.4801 | 237.8802 | 19.227 | 40.5323 | 0 | 1.7781 | 7.6904 | 19.5744 | 0.052253 | 0 | 11.8104
1995-03-01 07:00 | 341.9514 | 246.1669 | 125.5338 | 51.188 | 0 | 1.7705 | 8.2397 | 19.9787 | 0.052253 | 0 | 9.9582
1995-03-01 08:00 | 295.0545 | 241.581 | 299.7804 | 39.8973 | 0 | 1.785 | 8.1089 | 19.7222 | 0 | 0 | 0.32199
1995-03-01 09:00 | 235.2935 | 232.836 | 450.7302 | 32.9478 | 0 | 1.7874 | 8.112 | 19.7116 | 0 | 0 | 4.5056
1995-03-01 10:00 | 220.0505 | 229.2661 | 547.4356 | 25.2679 | 0 | 1.7901 | 8.0734 | 19.8939 | 0 | 0 | 0.30036
1995-03-01 11:00 | 223.3427 | 226.3359 | 567.5701 | 27.5107 | 0 | 1.7935 | 8.019 | 19.6293 | 0 | 0 | 0.16974
1995-03-01 12:00 | 248.0955 | 201.9852 | 565.3164 | 20.8442 | 0 | 1.7969 | 7.9219 | 19.541 | 0 | 0 | 0
1995-03-01 13:00 | 284.5691 | 181.0473 | 523.5419 | 28.0633 | 0 | 1.7992 | 7.0779 | 18.2287 | 0 | 0 | 0
1995-03-01 14:00 | 301.0783 | 189.1236 | 434.5449 | 29.794 | 0 | 1.8015 | 7.1629 | 18.2947 | 0 | 0 | 0
1995-03-01 15:00 | 311.0174 | 188.2579 | 330.6833 | 30.6931 | 0 | 1.8025 | 8.0219 | 19.7012 | 0 | 0 | 6.07
1995-03-01 16:00 | 361.5144 | 197.1053 | 158.6187 | 41.3509 | 0 | 1.8023 | 8.0708 | 19.8139 | 0 | 0 | 20.7328
1995-03-01 17:00 | 397.361 | 198.681 | 35.3556 | 40.7864 | 0 | 1.7603 | 20.948 | 19.9471 | 0 | 0 | 19.7158
1995-03-01 18:00 | 406.2032 | 198.3865 | 0.87781 | 36.6074 | 0 | 1.7582 | 19.6883 | 19.6866 | 0 | 0 | 39.4003
1995-03-01 19:00 | 416.0928 | 211.3522 | 0 | 45.6107 | 0 | 1.7566 | 8.3669 | 19.7455 | 0 | 0 | 32.3424
1995-03-01 20:00 | 414.8 | 222.8117 | 0 | 41.523 | 0 | 1.7392 | 19.8755 | 19.9155 | 0 | 0 | 21.1197
1995-03-01 21:00 | 427.579 | 231.4623 | 0 | 39.4794 | 0 | 1.7387 | 8.2271 | 20.0072 | 0 | 0 | 21.8768
1995-03-01 22:00 | 410.328 | 230.5874 | 0 | 41.272 | 0 | 1.7371 | 16.503 | 19.6416 | 0 | 0 | 10.6117
1995-03-01 23:00 | 396.5702 | 224.5362 | 0 | 31.4708 | 0 | 1.7373 | 16.959 | 19.3654 | 0 | 0.0042866 | 10.6812
1995-03-02 | 420.2055 | 230.0766 | 0 | 43.4415 | 0 | 1.7374 | 8.5071 | 19.1127 | 0.011253 | 0.0042866 | 27.8307
1995-03-02 01:00 | 414.0322 | 227.11 | 0 | 37.2161 | 0 | 1.7372 | 7.7143 | 19.2812 | 0.011253 | 0.0042866 | 24.7227
1995-03-02 02:00 | 401.8283 | 218.4528 | 0 | 45.6357 | 0 | 1.7365 | 7.3622 | 19.0324 | 0.011253 | 0.0042866 | 18.1724
1995-03-02 03:00 | 404.3517 | 230.2057 | 0 | 41.5516 | 0 | 1.7327 | 7.3901 | 18.9246 | 0.011253 | 0.0042866 | 14.1907
1995-03-02 04:00 | 388.8723 | 232.3253 | 0 | 41.2878 | 0 | 1.7291 | 7.3865 | 18.9854 | 0.011253 | 0.0042866 | 9.9397
1995-03-02 05:00 | 387.3003 | 238.274 | 0.25545 | 28.9962 | 0 | 1.7242 | 7.5415 | 19.0995 | 0.011253 | 0 | 9.8579
1995-03-02 06:00 | 362.7241 | 234.7856 | 19.3347 | 41.7908 | 0 | 1.7235 | 7.792 | 19.0068 | 0.011253 | 0 | 19.7889
1995-03-02 07:00 | 382.4696 | 240.7901 | 98.9285 | 37.6582 | 0 | 1.7317 | 10.3686 | 19.5354 | 0.011253 | 0.0042866 | 20.5409
1995-03-02 08:00 | 305.3151 | 234.2213 | 256.3913 | 43.1259 | 0 | 1.7336 | 8.2789 | 19.5756 | 0.011253 | 0 | 7.4399
1995-03-02 09:00 | 268.341 | 230.2471 | 405.1642 | 34.8738 | 0 | 1.7359 | 8.2893 | 19.5998 | 0.011253 | 0 | 3.7191
1995-03-02 10:00 | 210.7313 | 226.7448 | 518.0734 | 29.2165 | 0 | 1.7386 | 8.1431 | 19.5524 | 0.011253 | 0 | 2.5896
1995-03-02 11:00 | 218.8776 | 225.0096 | 544.5001 | 25.18 | 0 | 1.7416 | 8.0509 | 19.4028 | 0.011253 | 0 | 3.9098
1995-03-02 12:00 | 217.9127 | 203.4733 | 572.5703 | 26.1982 | 0 | 1.7804 | 8.0156 | 19.2895 | 0.011253 | 0 | 1.5194
1995-03-02 13:00 | 268.6416 | 213.454 | 542.054 | 19.1639 | 0 | 1.7823 | 7.8778 | 19.286 | 0.011253 | 0 | 2.0681
1995-03-02 14:00 | 276.9267 | 214.7042 | 448.2456 | 24.4995 | 0 | 1.7842 | 8.6058 | 19.3692 | 0.011253 | 0.0042866 | 2.7159
1995-03-02 15:00 | 324.6992 | 219.9305 | 316.1218 | 38.4119 | 0 | 1.7864 | 8.5551 | 19.6019 | 0.011253 | 0.0042866 | 10.1812
1995-03-02 16:00 | 385.9135 | 215.8377 | 159.4792 | 33.2598 | 0 | 1.7858 | 9.7825 | 19.7749 | 0.011253 | 0.0042866 | 24.763
1995-03-02 17:00 | 367.8999 | 216.8707 | 36.2084 | 46.2465 | 0 | 1.7842 | 16.8694 | 19.8388 | 0.011253 | 0.0042866 | 36.7794
1995-03-02 18:00 | 403.649 | 220.5142 | 0.76678 | 39.2925 | 0 | 1.7818 | 11.4532 | 19.847 | 0.011253 | 0.0042866 | 46.6287
1995-03-02 19:00 | 431.5493 | 217.8236 | 0 | 41.6012 | 0 | 1.7798 | 11.1828 | 19.8557 | 0.011253 | 0.0042866 | 52.3966
1995-03-02 20:00 | 411.0262 | 213.1725 | 0 | 44.4479 | 0 | 1.7778 | 10.94 | 19.8014 | 0.011253 | 0.0042866 | 61.7442
1995-03-02 21:00 | 440.2958 | 211.0757 | 0 | 39.1864 | 0 | 1.776 | 17.1763 | 19.6745 | 0.052253 | 0.0042866 | 43.0088
1995-03-02 22:00 | 405.2465 | 209.1142 | 0 | 46.2302 | 0 | 1.7769 | 10.6472 | 19.4977 | 0.052253 | 0.0042866 | 56.3414
1995-03-02 23:00 | 418.5957 | 201.2842 | 0 | 32.9771 | 0 | 1.7499 | 10.38 | 19.354 | 0.052253 | 0.0042866 | 43.2936
1995-03-03 | 457.6427 | 197.945 | 0 | 42.6983 | 0 | 1.7499 | 15.2743 | 19.0174 | 0.052253 | 0.0042866 | 28.7897
1995-03-03 01:00 | 449.3166 | 198.1165 | 0 | 37.425 | 0 | 1.7495 | 14.8816 | 19.0622 | 0.052253 | 0.0042866 | 27.746
1995-03-03 02:00 | 442.4381 | 210.6176 | 0 | 35.6035 | 0 | 1.7486 | 14.7487 | 18.9043 | 0.052253 | 0.0042866 | 29.9873
1995-03-03 03:00 | 410.9869 | 217.6877 | 0 | 34.8799 | 0 | 1.7305 | 14.7294 | 18.911 | 0.052253 | 0.0042866 | 44.6326
1995-03-03 04:00 | 423.7783 | 221.4938 | 0 | 32.8125 | 0 | 1.7247 | 14.423 | 18.9809 | 0.052253 | 0.0042866 | 4.6628
1995-03-03 05:00 | 422.4905 | 220.0517 | 0.0063436 | 26.5764 | 0 | 1.7202 | 7.5433 | 19.1159 | 0.052253 | 0.0042866 | 0.65936
1995-03-03 06:00 | 401.855 | 218.7405 | 8.2058 | 26.2925 | 0 | 1.6963 | 7.6986 | 19.4076 | 0.052253 | 0 | 2.2486
1995-03-03 07:00 | 393.4497 | 228.7842 | 86.0571 | 36.7256 | 0.46868 | 1.6853 | 7.8553 | 19.6015 | 0.052253 | 0 | 17.5077
1995-03-03 08:00 | 380.8044 | 220.0117 | 230.7575 | 29.4626 | 0.021279 | 1.6887 | 7.6809 | 19.4039 | 0.052253 | 0 | 8.3046
1995-03-03 09:00 | 350.1087 | 214.0272 | 357.0197 | 29.0151 | 0 | 1.6927 | 7.7281 | 19.3071 | 0.052253 | 0 | 0
1995-03-03 10:00 | 331.0838 | 212.3555 | 447.744 | 32.8125 | 0 | 1.6952 | 7.7057 | 19.2449 | 0.052253 | 0 | 0
1995-03-03 11:00 | 322.333 | 217.2522 | 488.8477 | 28.784 | 0 | 1.6974 | 7.644 | 19.1723 | 0.052253 | 0 | 0.032658
1995-03-03 12:00 | 326.0825 | 213.5796 | 473.3133 | 22.5708 | 0 | 1.699 | 7.4981 | 19.0664 | 0.052253 | 0 | 0
1995-03-03 13:00 | 335.4799 | 195.7202 | 464.4374 | 27.9123 | 0 | 1.7001 | 7.4056 | 19.0674 | 0.052253 | 0 | 0.12184
1995-03-03 14:00 | 355.6631 | 199.5769 | 359.8222 | 35.0703 | 0 | 1.7011 | 7.4236 | 19.2079 | 0.052253 | 0 | 0.8215
1995-03-03 15:00 | 346.488 | 200.4404 | 261.0104 | 36.4531 | 0 | 1.7013 | 7.5096 | 19.2625 | 0.052253 | 0 | 1.8593
1995-03-03 16:00 | 375.0113 | 206.9039 | 120.9456 | 43.4601 | 0.40407 | 1.7009 | 14.4819 | 19.6997 | 0.052253 | 0 | 18.3735
1995-03-03 17:00 | 360.391 | 213.197 | 28.365 | 34.8965 | 0 | 1.6999 | 14.5125 | 19.7277 | 0.052253 | 0 | 27.2698
1995-03-03 18:00 | 383.1986 | 210.704 | 0.32958 | 34.2945 | 0.59453 | 1.6935 | 15.0592 | 19.7795 | 0.052253 | 0 | 29.3968
1995-03-03 19:00 | 396.2388 | 207.7754 | 0 | 37.4824 | 10.3295 | 1.6891 | 15.1118 | 19.9106 | 0.052253 | 0.0042866 | 28.491
1995-03-03 20:00 | 381.6379 | 192.895 | 0 | 42.6944 | 16.5426 | 1.6889 | 15.4234 | 19.848 | 0.052253 | 0.0042866 | 33.2383
1995-03-03 21:00 | 364.7593 | 183.3909 | 0 | 40.6171 | 16.5426 | 1.6885 | 15.8515 | 19.6208 | 0.052253 | 0.0042866 | 24.1551
1995-03-03 22:00 | 363.6755 | 184.3037 | 0 | 41.3921 | 16.5426 | 1.6894 | 18.7364 | 19.4551 | 0.052253 | 0.0042866 | 15.0207
1995-03-03 23:00 | 354.678 | 177.2794 | 0 | 39.0547 | 16.5426 | 1.6896 | 18.6135 | 19.3032 | 0.052253 | 0.0042866 | 20.3382
1995-03-04 | 335.5756 | 171.0572 | 0 | 58.2579 | 16.5426 | 1.6896 | 12.3516 | 19.329 | 0.052253 | 0.0042866 | 38.2977
1995-03-04 01:00 | 324.7558 | 170.5769 | 0 | 53.9665 | 16.5426 | 1.6893 | 11.9654 | 19.2625 | 0.011253 | 0.0042866 | 38.9079
1995-03-04 02:00 | 303.8208 | 169.1688 | 0 | 56.1869 | 16.5426 | 1.6884 | 12.0117 | 19.219 | 0.011253 | 0.0042866 | 44.9239
1995-03-04 03:00 | 303.195 | 169.7903 | 0 | 56.8982 | 16.5426 | 1.6844 | 11.7045 | 19.0836 | 0.011253 | 0.0042866 | 31.2288
1995-03-04 04:00 | 276.1009 | 171.8169 | 0 | 45.8359 | 8.0415 | 1.6768 | 11.7236 | 19.1279 | 0.011253 | 0.0042866 | 39.9609
1995-03-04 05:00 | 283.5641 | 164.9636 | 0.22724 | 31.4537 | 16.4356 | 1.6732 | 11.4044 | 19.1169 | 0.011253 | 0 | 20.6728
1995-03-04 06:00 | 258.9723 | 156.6692 | 12.2329 | 41.7006 | 2.3095 | 1.6725 | 11.5296 | 19.3177 | 0.011253 | 0 | 53.8827
1995-03-04 07:00 | 255.1537 | 140.7728 | 85.3027 | 39.7839 | 2.2434 | 1.6738 | 11.6555 | 19.5251 | 0.011253 | 0 | 77.6601
1995-03-04 08:00 | 226.4249 | 124.3652 | 251.1527 | 48.6257 | 1.3336 | 1.677 | 11.2567 | 19.4841 | 0.011253 | 0 | 2.0548
1995-03-04 09:00 | 221.4082 | 106.1163 | 400.0467 | 37.3997 | 0.26404 | 1.6802 | 11.1038 | 19.4228 | 0.011253 | 0 | 2.6027
1995-03-04 10:00 | 218.3513 | 104.0367 | 511.5283 | 30.5576 | 0 | 1.6853 | 10.2241 | 19.4167 | 0.011253 | 0 | 0.50232
1995-03-04 11:00 | 214.3572 | 93.1566 | 548.7935 | 28.3357 | 0 | 1.6894 | 7.5416 | 19.3328 | 0.011253 | 0 | 0.058784
1995-03-04 12:00 | 215.8584 | 89.1605 | 546.7174 | 34.9923 | 0 | 1.6916 | 5.5386 | 18.4486 | 0.011253 | 0 | 1.2694
1995-03-04 13:00 | 216.2469 | 96.5739 | 528.8718 | 22.5905 | 0 | 1.6828 | 7.5218 | 19.23 | 0.011253 | 0 | 0
1995-03-04 14:00 | 218.4294 | 101.1577 | 467.2386 | 27.7179 | 0.82711 | 1.6849 | 7.4644 | 19.3764 | 0.011253 | 0 | 0.60732
1995-03-04 15:00 | 221.5572 | 107.3384 | 327.3031 | 37.9298 | 1.3336 | 1.6855 | 15.7453 | 19.4814 | 0.011253 | 0 | 6.052
1995-03-04 16:00 | 232.4343 | 114.6179 | 159.8578 | 55.0773 | 1.3336 | 1.6851 | 16.45 | 19.5318 | 0.011253 | 0 | 39.5471
1995-03-04 17:00 | 243.9808 | 125.5647 | 31.9049 | 48.7315 | 0 | 1.6834 | 14.3033 | 19.5672 | 0.011253 | 0 | 78.2986
1995-03-04 18:00 | 269.6272 | 139.755 | 0.033842 | 48.9284 | 0 | 1.6791 | 14.3967 | 19.6353 | 0.011253 | 0 | 81.6776
1995-03-04 19:00 | 270.3893 | 154.3013 | 0 | 48.306 | 0 | 1.6774 | 14.4301 | 19.6509 | 0.011253 | 0 | 81.1623
1995-03-04 20:00 | 279.9327 | 172.3909 | 0 | 44.9408 | 0 | 1.6774 | 14.5546 | 19.6263 | 0.011253 | 0.0042866 | 70.3584
1995-03-04 21:00 | 289.8584 | 184.0682 | 0 | 45.9273 | 0 | 1.6769 | 15.081 | 19.5463 | 0.011253 | 0.0042866 | 38.5972
1995-03-04 22:00 | 317.0325 | 188.0557 | 0 | 36.0269 | 0 | 1.6779 | 16.7948 | 19.4051 | 0 | 0.0042866 | 21.6413
1995-03-04 23:00 | 326.9422 | 191.6934 | 0 | 25.1822 | 0 | 1.6781 | 16.0576 | 19.3204 | 0 | 0.0042866 | 18.1331
1995-03-05 | 353.6941 | 200.2859 | 0 | 60.3705 | 1.3336 | 1.6741 | 14.3047 | 19.4383 | 0 | 0.0042866 | 30.8294
1995-03-05 01:00 | 359.317 | 203.4662 | 0 | 56.0681 | 1.3336 | 1.6363 | 15.1854 | 19.3997 | 0.041 | 0.0042866 | 8.5797
1995-03-05 02:00 | 362.1666 | 210.4138 | 0 | 53.859 | 1.3336 | 1.6351 | 12.3103 | 19.3773 | 0.041 | 0.0042866 | 3.8866
1995-03-05 03:00 | 356.668 | 216.941 | 0 | 43.3775 | 1.3336 | 1.6475 | 11.6357 | 19.6303 | 0.041 | 0.0042866 | 3.9939
1995-03-05 04:00 | 383.3978 | 219.9593 | 0 | 34.249 | 1.3336 | 1.6464 | 12.6593 | 19.783 | 0.041 | 0.0042866 | 2.7065
1995-03-05 05:00 | 392.7614 | 220.0391 | 0.27549 | 28.3794 | 1.3336 | 1.6432 | 11.6793 | 19.8696 | 0.041 | 0.0042866 | 8.7141
1995-03-05 06:00 | 404.6169 | 217.5271 | 17.087 | 47.6168 | 1.3336 | 1.642 | 13.1911 | 20.0508 | 0.041 | 0.0042866 | 16.9862
1995-03-05 07:00 | 406.3536 | 216.7428 | 124.466 | 33.0061 | 1.3336 | 1.6431 | 12.4282 | 20.2677 | 0.041 | 0.0042866 | 3.8302
1995-03-05 08:00 | 401.9985 | 227.2301 | 260.8485 | 37.1302 | 1.3336 | 1.6653 | 12.6321 | 20.3928 | 0.041 | 0.0042866 | 9.8071
1995-03-05 09:00 | 375.6169 | 213.5148 | 382.733 | 35.8263 | 0.37069 | 1.6677 | 12.318 | 20.3055 | 0.041 | 0.0042866 | 0.94282
1995-03-05 10:00 | 398.7805 | 194.5927 | 455.345 | 36.5412 | 1.1867 | 1.6695 | 12.1757 | 20.2381 | 0.041 | 0.0042866 | 6.9927
1995-03-05 11:00 | 394.2287 | 189.9982 | 490.424 | 29.3919 | 0.19767 | 1.6714 | 11.9991 | 20.2084 | 0.041 | 0.0042866 | 3.5615
1995-03-05 12:00 | 366.5678 | 193.5369 | 487.0232 | 35.7451 | 0.62143 | 1.6736 | 12.3641 | 20.1232 | 0.041 | 0.0042866 | 2.2518
1995-03-05 13:00 | 402.292 | 202.1645 | 409.4389 | 22.8447 | 0.27053 | 1.6399 | 12.3349 | 20.1125 | 0.041 | 0.0042866 | 6.0594
1995-03-05 14:00 | 416.3062 | 204.6085 | 321.5049 | 44.0119 | 1.3336 | 1.6408 | 13.6866 | 20.1987 | 0.041 | 0.0042866 | 4.6872
1995-03-05 15:00 | 378.6192 | 201.7452 | 205.9021 | 34.774 | 1.3336 | 1.6401 | 12.4579 | 20.2514 | 0.041 | 0.0042866 | 10.1001
1995-03-05 16:00 | 376.4045 | 201.7725 | 82.5038 | 45.5663 | 1.3336 | 1.6624 | 14.2277 | 20.3279 | 0.041 | 0.019936 | 57.7195
1995-03-05 17:00 | 412.9421 | 197.7683 | 9.5451 | 51.3963 | 1.3336 | 1.6599 | 21.959 | 20.4317 | 0.041 | 0.019936 | 49.96
1995-03-05 18:00 | 444.3205 | 192.6697 | 0.37498 | 38.3753 | 1.3336 | 1.6579 | 10.2711 | 20.5008 | 0.041 | 0.019936 | 61.0697
1995-03-05 19:00 | 450.4889 | 191.838 | 0 | 37.17 | 1.3336 | 1.6568 | 16.7426 | 20.5128 | 0.041 | 0.019936 | 52.6218
1995-03-05 20:00 | 422.2533 | 191.7407 | 0 | 39.1585 | 1.3336 | 1.656 | 11.6472 | 20.483 | 0.041 | 0.019936 | 56.4515
1995-03-05 21:00 | 440.7617 | 192.4303 | 0 | 49.102 | 1.3336 | 1.6544 | 10.9442 | 20.3588 | 0.041 | 0.019936 | 32.5257
1995-03-05 22:00 | 442.8223 | 191.6138 | 0 | 39.4941 | 0.057856 | 1.6543 | 19.1837 | 20.2223 | 0.052253 | 0.019936 | 25.6334
1995-03-05 23:00 | 422.126 | 191.4324 | 0 | 46.95 | 0.22716 | 1.6514 | 9.9861 | 20.08 | 0.052253 | 0.019936 | 16.5391
1995-03-06 | 447.5112 | 189.5108 | 0 | 61.0609 | 3.5836 | 1.6528 | 18.1032 | 19.9472 | 0.052253 | 0.0042866 | 2.6704
1995-03-06 01:00 | 444.098 | 184.0214 | 0 | 63.3947 | 3.5836 | 1.6529 | 15.1834 | 19.8319 | 0.052253 | 0.0042866 | 1.7219
1995-03-06 02:00 | 436.5885 | 180.5198 | 0 | 56.5288 | 3.5836 | 1.652 | 15.0287 | 19.7604 | 0.052253 | 0.0042866 | 1.9312
1995-03-06 03:00 | 426.4587 | 185.1814 | 0 | 61.7977 | 3.5836 | 1.6478 | 11.7902 | 19.7215 | 0.052253 | 0.0042866 | 2.7764
1995-03-06 04:00 | 415.6011 | 186.2538 | 0 | 54.4502 | 3.5836 | 1.6433 | 9.1508 | 19.7497 | 0.052253 | 0.0042866 | 2.389
1995-03-06 05:00 | 405.5963 | 186.8684 | 0.25688 | 59.3975 | 3.5836 | 1.6404 | 9.2741 | 19.8996 | 0.052253 | 0.0042866 | 7.4306
1995-03-06 06:00 | 392.5676 | 186.5582 | 19.6588 | 65.8744 | 3.5836 | 1.639 | 14.8709 | 20.002 | 0.052253 | 0.0042866 | 30.4481
1995-03-06 07:00 | 380.833 | 187.3556 | 104.7646 | 56.9775 | 3.5836 | 1.6407 | 13.1283 | 20.0699 | 0.052253 | 0.0042866 | 9.0931
1995-03-06 08:00 | 367.1323 | 193.7131 | 249.405 | 67.8543 | 3.5836 | 1.6429 | 13.4972 | 20.161 | 0.052253 | 0.0042866 | 6.1499
1995-03-06 09:00 | 359.8088 | 184.6118 | 376.4111 | 56.4148 | 3.5836 | 1.6457 | 13.5611 | 19.9932 | 0.052253 | 0.0042866 | 1.4869
1995-03-06 10:00 | 311.897 | 174.9856 | 507.0412 | 64.7064 | 3.5836 | 1.6489 | 13.6998 | 19.9394 | 0.052253 | 0.0042866 | 0.057744
1995-03-06 11:00 | 311.7595 | 180.0401 | 541.4613 | 51.974 | 3.5836 | 1.6511 | 12.7626 | 19.7955 | 0.052253 | 0.0042866 | 3.1362
1995-03-06 12:00 | 298.4954 | 177.0667 | 565.1922 | 56.8648 | 3.5836 | 1.6531 | 12.0403 | 19.7416 | 0.052253 | 0.0042866 | 0.56022
1995-03-06 13:00 | 351.5789 | 182.4939 | 488.9228 | 63.018 | 3.5836 | 1.6555 | 11.8711 | 19.772 | 0.052253 | 0.0042866 | 1.2148
1995-03-06 14:00 | 333.9601 | 188.5021 | 447.3476 | 65.7729 | 3.5836 | 1.6566 | 11.3161 | 19.8153 | 0.052253 | 0.0042866 | 2.2118
1995-03-06 15:00 | 352.3262 | 194.7255 | 333.0038 | 45.0092 | 3.5836 | 1.6588 | 11.6243 | 19.8863 | 0.052253 | 0.0042866 | 14.3615
1995-03-06 16:00 | 382.5412 | 202.0133 | 162.5867 | 64.0451 | 3.5836 | 1.6626 | 13.2083 | 19.9848 | 0.052253 | 0.0042866 | 34.7164
1995-03-06 17:00 | 384.0161 | 214.5338 | 33.6125 | 60.4209 | 3.5836 | 1.6611 | 20.2481 | 20.1117 | 0.052253 | 0.0042866 | 52.048
1995-03-06 18:00 | 389.5468 | 216.1001 | 0.87902 | 62.039 | 2.2619 | 1.6504 | 16.9384 | 20.2647 | 0.052253 | 0.0042866 | 70.6697
1995-03-06 19:00 | 393.8535 | 220.0102 | 0 | 56.0039 | 1.9836 | 1.6486 | 22.0216 | 20.2883 | 0.052253 | 0.0042866 | 58.1902
1995-03-06 20:00 | 394.6909 | 221.025 | 0 | 52.1723 | 1.9836 | 1.6271 | 13.2671 | 20.2768 | 0.052253 | 0.0042866 | 70.1431
1995-03-06 21:00 | 391.5423 | 219.6706 | 0 | 65.0917 | 1.9836 | 1.6258 | 19.873 | 20.1852 | 0.052253 | 0.0042866 | 35.9852
1995-03-06 22:00 | 388.6299 | 216.5562 | 0 | 65.4159 | 1.9836 | 1.6266 | 12.5535 | 20.0699 | 0.052253 | 0.0042866 | 34.2709
1995-03-06 23:00 | 371.2356 | 214.2659 | 0 | 61.6899 | 1.9836 | 1.6259 | 19.3119 | 20.0163 | 0.052253 | 0.0042866 | 38.7271
1995-03-07 | 353.7493 | 213.0333 | 0 | 55.3464 | 17.1926 | 1.6282 | 22.8422 | 19.9726 | 0.11399 | 0.0042866 | 24.3667
1995-03-07 01:00 | 338.9348 | 205.8991 | 0 | 56.1726 | 17.1926 | 1.6279 | 23.3617 | 19.9104 | 0.11399 | 0.0042866 | 21.8458
1995-03-07 02:00 | 325.6296 | 210.9558 | 0 | 56.9608 | 17.1926 | 1.6268 | 19.5533 | 19.903 | 0.097331 | 0.0042866 | 22.3617
1995-03-07 03:00 | 317.6808 | 219.9182 | 0 | 52.1805 | 13.9272 | 1.6217 | 18.351 | 19.846 | 0.097331 | 0.0042866 | 14.3531
1995-03-07 04:00 | 309.3303 | 220.3903 | 0 | 50.2972 | 1.9836 | 1.6164 | 11.6282 | 19.81 | 0.097331 | 0.0042866 | 14.2426
1995-03-07 05:00 | 298.7393 | 220.4253 | 0.28937 | 45.1337 | 1.9836 | 1.6124 | 11.4824 | 19.8326 | 0.097331 | 0 | 17.7001
1995-03-07 06:00 | 298.1481 | 222.3534 | 21.9052 | 47.7691 | 1.9836 | 1.6115 | 12.0504 | 19.9275 | 0.097331 | 0 | 19.1748
1995-03-07 07:00 | 301.508 | 211.9863 | 156.151 | 46.7898 | 1.9836 | 1.613 | 11.293 | 19.8892 | 0.097331 | 0 | 19.8716
1995-03-07 08:00 | 271.1333 | 209.5456 | 365.933 | 44.9738 | 1.3336 | 1.6163 | 11.3943 | 19.904 | 0.11399 | 0 | 0
1995-03-07 09:00 | 221.1179 | 205.7471 | 547.6527 | 31.8848 | 1.3336 | 1.6278 | 11.2022 | 19.6896 | 0.11399 | 0 | 0
1995-03-07 10:00 | 187.4932 | 205.469 | 620.4926 | 29.5302 | 1.3336 | 1.6314 | 11.1278 | 19.7067 | 0.11399 | 0 | 0
1995-03-07 11:00 | 195.1021 | 218.3278 | 649.4221 | 22.0362 | 1.3336 | 1.6343 | 10.992 | 19.6017 | 0.11399 | 0 | 0.07
1995-03-07 12:00 | 194.4219 | 198.9271 | 653.6849 | 30.0344 | 1.3336 | 1.6364 | 10.982 | 19.6094 | 0.11399 | 0 | 0.23339
1995-03-07 13:00 | 210.8171 | 220.0368 | 588.033 | 23.7817 | 1.3336 | 1.6548 | 11.0299 | 19.6712 | 0.11399 | 0 | 0.24871
1995-03-07 14:00 | 220.2515 | 213.6186 | 522.0271 | 30.1526 | 1.3336 | 1.6563 | 12.0913 | 19.6444 | 0.11399 | 0 | 0.32235
1995-03-07 15:00 | 228.9764 | 214.1326 | 390.3582 | 35.658 | 1.9836 | 1.6567 | 13.1745 | 19.7972 | 0.11399 | 0 | 0.33863
1995-03-07 16:00 | 275.2894 | 223.2732 | 201.4728 | 40.9829 | 1.9836 | 1.6564 | 15.4693 | 20.1697 | 0.11399 | 0.0042866 | 20.881
1995-03-07 17:00 | 306.7052 | 221.5067 | 49.0663 | 44.2226 | 1.9836 | 1.6553 | 29.3116 | 20.1684 | 0.11399 | 0.0042866 | 50.0865
1995-03-07 18:00 | 338.3073 | 224.0423 | 2.0297 | 44.5307 | 1.9836 | 1.6539 | 23.8883 | 20.0145 | 0.11399 | 0.0042866 | 51.3691
1995-03-07 19:00 | 371.5142 | 226.6631 | 0 | 30.715 | 1.9836 | 1.6798 | 30.8769 | 20.3048 | 0.11399 | 0.0042866 | 29.2852
1995-03-07 20:00 | 376.4906 | 222.2437 | 0 | 34.8659 | 1.9836 | 1.6798 | 31.2234 | 20.2112 | 0.11399 | 0.0042866 | 35.9273
1995-03-07 21:00 | 389.4685 | 226.9703 | 0 | 41.4685 | 1.9836 | 1.6793 | 17.9538 | 20.2411 | 0.11399 | 0.0042866 | 36.3627
1995-03-07 22:00 | 386.0836 | 222.4517 | 0 | 41.0475 | 1.9836 | 1.6806 | 30.4029 | 19.9643 | 0.11399 | 0.0042866 | 15.8951
1995-03-07 23:00 | 375.5887 | 223.7972 | 0 | 38.8926 | 1.9836 | 1.6809 | 27.5922 | 19.9866 | 0.11399 | 0.0042866 | 19.5542
1995-03-08 | 408.4266 | 229.6164 | 0 | 43.2612 | 18.7926 | 3.1797 | 44.2992 | 19.9007 | 0.11399 | 0.017707 | 51.4926
1995-03-08 01:00 | 407.8861 | 219.6359 | 0 | 46.9847 | 18.7926 | 3.1868 | 44.1449 | 19.8774 | 0.11399 | 0.0088626 | 44.675
1995-03-08 02:00 | 404.2994 | 221.2191 | 0 | 50.8606 | 18.7926 | 3.1924 | 30.7528 | 19.9155 | 0.13066 | 0.0086614 | 34.8947
1995-03-08 03:00 | 402.4467 | 218.372 | 0 | 46.5835 | 18.7926 | 3.1923 | 37.3694 | 19.9021 | 0.13066 | 0.017424 | 27.795
1995-03-08 04:00 | 402.3547 | 222.0427 | 0 | 33.9734 | 18.7926 | 2.6935 | 28.9017 | 19.9498 | 0.13066 | 0.011788 | 30.5414
1995-03-08 05:00 | 400.1716 | 224.2929 | 0.35589 | 33.9499 | 18.7926 | 1.6661 | 29.9468 | 20.0633 | 0.13066 | 0.010698 | 23.2326
1995-03-08 06:00 | 396.9511 | 221.6986 | 27.9122 | 42.4221 | 18.7926 | 1.6656 | 28.2519 | 20.2727 | 0.13066 | 0.014633 | 19.136
1995-03-08 07:00 | 383.754 | 216.7277 | 145.4337 | 40.8205 | 18.7926 | 1.6522 | 26.019 | 20.428 | 0.13066 | 0.022988 | 33.2382
1995-03-08 08:00 | 357.7947 | 203.1597 | 313.5951 | 34.3166 | 17.8532 | 1.6555 | 25.8474 | 20.463 | 0.13066 | 0.023385 | 11.996
1995-03-08 09:00 | 335.7132 | 206.5029 | 445.4408 | 27.9319 | 3.5836 | 1.6582 | 24.9301 | 20.3042 | 0.13066 | 0.014404 | 0.11809
1995-03-08 10:00 | 284.3563 | 205.8636 | 578.3172 | 30.5666 | 3.5836 | 1.6616 | 25.3904 | 20.2787 | 0.13066 | 0.019269 | 0.8273
1995-03-08 11:00 | 290.0361 | 201.9918 | 626.0817 | 25.0933 | 3.5836 | 1.6643 | 25.3628 | 20.3189 | 0.13066 | 0.0012913 | 0.55577
1995-03-08 12:00 | 275.2505 | 188.7158 | 636.2526 | 25.63 | 3.5836 | 1.666 | 23.8695 | 20.1686 | 0.13066 | 0.012896 | 0.65718
1995-03-08 13:00 | 270.1555 | 192.2232 | 581.2529 | 20.9511 | 3.5836 | 1.6616 | 25.1742 | 20.167 | 0.13066 | 0.01631 | 0.10875
1995-03-08 14:00 | 273.4442 | 202.24 | 473.1655 | 27.2277 | 3.5836 | 1.663 | 25.9883 | 20.2215 | 0.13066 | 0.0014628 | 0.42052
1995-03-08 15:00 | 289.3652 | 210.4306 | 319.1728 | 31.4893 | 3.5836 | 1.6731 | 37.0854 | 20.2585 | 0.13066 | 0.013257 | 1.0707
1995-03-08 16:00 | 320.4326 | 206.7818 | 163.304 | 36.3013 | 4.9844 | 1.7973 | 49.3395 | 20.3372 | 0.83484 | 0.017037 | 19.6919
1995-03-08 17:00 | 319.8982 | 193.7859 | 53.053 | 42.796 | 18.7926 | 1.6616 | 37.0126 | 20.3788 | 1.1449 | 0.24685 | 40.9936
1995-03-08 18:00 | 312.9909 | 185.3833 | 3.246 | 50.0298 | 18.7926 | 1.6739 | 52.7512 | 20.4392 | 1.1449 | 0.2512 | 38.1623
1995-03-08 19:00 | 309.2164 | 181.4961 | 0 | 50.2318 | 18.7926 | 1.6725 | 48.8572 | 20.4176 | 0.95265 | 0.8225 | 38.2382
1995-03-08 20:00 | 304.8749 | 164.7124 | 0 | 58.2669 | 18.7926 | 1.8156 | 48.7488 | 20.4585 | 1.2628 | 0.8233 | 41.3785
1995-03-08 21:00 | 298.319 | 149.6568 | 0 | 70.3784 | 18.7926 | 3.1983 | 38.064 | 20.3538 | 1.2628 | 0.82391 | 53.2129
1995-03-08 22:00 | 298.6362 | 138.3791 | 0 | 61.0799 | 18.7926 | 2.94 | 46.3451 | 20.231 | 1.2849 | 0.81552 | 29.9595
1995-03-08 23:00 | 283.9098 | 128.2109 | 0 | 72.9949 | 18.7926 | 1.8328 | 38.0303 | 20.1163 | 1.2439 | 0.82611 | 42.3531
1995-03-09 | 270.5774 | 117.7807 | 0 | 80.7159 | 18.7926 | 3.2299 | 47.1794 | 20.0655 | 0.4279 | 0.020551 | 36.5391
1995-03-09 01:00 | 258.6135 | 111.284 | 0 | 78.6252 | 18.7926 | 3.2397 | 50.0773 | 20.012 | 0.4279 | 0.0098326 | 30.9004
1995-03-09 02:00 | 249.1144 | 112.4126 | 0 | 78.5154 | 18.7926 | 3.2476 | 41.2545 | 20.0107 | 0.4279 | 0.0095887 | 42.306
1995-03-09 03:00 | 241.235 | 112.3803 | 0 | 75.7247 | 18.7926 | 3.249 | 40.5927 | 20.0163 | 0.4279 | 0.020208 | 31.7321
1995-03-09 04:00 | 239.5065 | 106.827 | 0 | 70.1624 | 18.7926 | 1.7011 | 32.0137 | 20.0367 | 0.4279 | 0.0090917 | 26.6869
1995-03-09 05:00 | 235.3245 | 106.0948 | 0.55094 | 61.7729 | 17.7172 | 1.6971 | 37.5327 | 20.0683 | 0.4279 | 0.0077709 | 35.3404
1995-03-09 06:00 | 231.851 | 105.4117 | 29.6953 | 63.4638 | 17.1926 | 1.696 | 28.575 | 20.2687 | 0.4279 | 0.012539 | 65.7407
1995-03-09 07:00 | 227.049 | 105.0999 | 167.7808 | 64.3941 | 17.1926 | 1.6976 | 28.7875 | 20.4055 | 0.4279 | 0.026952 | 33.1887
1995-03-09 08:00 | 208.0307 | 107.0673 | 396.4645 | 38.0935 | 17.1926 | 1.6912 | 26.4564 | 20.4637 | 0.21875 | 0.027434 | 0.21661
1995-03-09 09:00 | 180.8079 | 114.9431 | 570.0612 | 33.0655 | 5.4586 | 1.694 | 26.2677 | 20.2917 | 0.10094 | 0.017457 | 0.16075
1995-03-09 10:00 | 159.7051 | 120.9443 | 678.4925 | 31.833 | 1.5391 | 1.6975 | 26.1325 | 20.2656 | 0.10094 | 0.023353 | 0.54268
1995-03-09 11:00 | 165.0056 | 126.3263 | 722.2805 | 21.6918 | 1.5391 | 1.6854 | 25.4456 | 20.1647 | 0.10094 | 0.001565 | 0
1995-03-09 12:00 | 165.0481 | 126.2361 | 700.2721 | 28.9264 | 1.5391 | 1.6874 | 25.3154 | 20.0875 | 0.10094 | 0.015629 | 0.076118
1995-03-09 13:00 | 173.3526 | 127.686 | 662.4 | 29.4859 | 1.5391 | 1.6889 | 25.279 | 20.1105 | 0.10094 | 0.019767 | 0
1995-03-09 14:00 | 166.8805 | 127.9576 | 570.3058 | 34.9704 | 1.5391 | 1.6902 | 25.3788 | 20.229 | 0.10094 | 0.0017728 | 0.18221
1995-03-09 15:00 | 170.6084 | 123.1774 | 426.8297 | 43.5597 | 1.5391 | 3.0041 | 30.4087 | 20.2202 | 0.44473 | 0.010872 | 2.7638
1995-03-09 16:00 | 193.1363 | 113.636 | 229.5151 | 69.5368 | 1.5391 | 3.0357 | 37.5392 | 20.2963 | 0.4279 | 0.24122 | 49.8993
1995-03-09 17:00 | 201.3923 | 112.5681 | 56.5349 | 68.5797 | 2.7065 | 3.0717 | 65.5458 | 20.3609 | 0.40698 | 0.24801 | 82.0591
1995-03-09 18:00 | 240.8218 | 113.5239 | 3.5653 | 64.2545 | 8.1363 | 3.1032 | 46.1321 | 20.471 | 0.40698 | 0.25359 | 101.6568
1995-03-09 19:00 | 261.5507 | 117.9237 | 0 | 68.0784 | 1.5391 | 3.1245 | 59.2951 | 20.5176 | 0.40698 | 0.26122 | 88.6219
1995-03-09 20:00 | 278.9249 | 117.1397 | 0 | 58.7054 | 1.5391 | 3.1398 | 63.8281 | 20.4727 | 0.40698 | 0.26219 | 99.828
1995-03-09 21:00 | 284.5986 | 123.4635 | 0 | 61.7332 | 1.5391 | 3.1859 | 71.7283 | 20.378 | 0.38607 | 0.26293 | 62.3004
1995-03-09 22:00 | 290.2863 | 139.2984 | 0 | 64.9259 | 1.5391 | 3.208 | 49.1569 | 20.2071 | 0.38607 | 0.25276 | 54.2096
1995-03-09 23:00 | 295.9927 | 140.8331 | 0 | 53.5985 | 1.5391 | 3.2158 | 47.7386 | 20.0315 | 0.42707 | 0.26375 | 50.5324
1995-03-10 | 289.0038 | 146.1748 | 0 | 62.924 | 1.5391 | 3.2241 | 45.5778 | 19.5168 | 0.13066 | 0.038439 | 36.2927
1995-03-10 01:00 | 292.4492 | 148.7667 | 0 | 63.3279 | 1.5391 | 3.2337 | 30.4239 | 19.4578 | 0.13066 | 0.02645 | 35.1005
1995-03-10 02:00 | 297.5105 | 147.3299 | 0 | 60.364 | 1.5391 | 3.2423 | 40.4871 | 19.4451 | 0.13066 | 0.026177 | 16.4775
1995-03-10 03:00 | 291.8839 | 148.6496 | 0 | 60.2718 | 1.5391 | 2.9767 | 29.1906 | 19.5015 | 0.13066 | 0.038055 | 25.3652
1995-03-10 04:00 | 296.0288 | 151.9189 | 0 | 53.9556 | 1.5391 | 1.6843 | 28.9413 | 19.547 | 0.13066 | 0.030416 | 21.9103
1995-03-10 05:00 | 280.1135 | 164.7924 | 0.42366 | 50.8247 | 1.5391 | 1.6805 | 26.4683 | 19.9269 | 0.13066 | 0.028939 | 12.8715
1995-03-10 06:00 | 303.3771 | 178.616 | 30.1605 | 43.2247 | 1.5391 | 1.6798 | 22.652 | 20.1196 | 0.13066 | 0.018312 | 12.3039
1995-03-10 07:00 | 282.7932 | 195.5551 | 191.5599 | 42.9989 | 1.5391 | 1.6818 | 14.4552 | 20.2498 | 0.13066 | 0.0042866 | 0.66841
1995-03-10 08:00 | 219.3339 | 194.8876 | 376.2893 | 35.6584 | 1.5391 | 1.6854 | 14.0342 | 20.0353 | 0.13066 | 0.0042866 | 0
1995-03-10 09:00 | 161.0165 | 193.4101 | 546.1892 | 24.1244 | 1.5391 | 1.6884 | 12.6275 | 18.6311 | 0.13066 | 0 | 5.6087
1995-03-10 10:00 | 153.108 | 191.3633 | 616.8414 | 22.9541 | 1.5391 | 1.6923 | 12.4058 | 18.434 | 0.13066 | 0 | 0
1995-03-10 11:00 | 146.4623 | 184.1237 | 662.294 | 18.5355 | 1.5391 | 1.6954 | 12.3078 | 18.3871 | 0.13066 | 0 | 0
1995-03-10 12:00 | 151.216 | 192.9202 | 636.7198 | 22.0001 | 1.5391 | 1.6974 | 12.1367 | 17.8624 | 0.13066 | 0 | 0
1995-03-10 13:00 | 158.8398 | 189.1561 | 576.7263 | 24.5464 | 1.5391 | 1.6991 | 12.0105 | 17.8615 | 0.13066 | 0 | 0.12317
1995-03-10 14:00 | 153.3503 | 190.4461 | 500.2899 | 36.8405 | 1.5391 | 1.7006 | 12.1253 | 18.0128 | 0.13066 | 0 | 0
1995-03-10 15:00 | 204.7869 | 195.0332 | 362.1948 | 28.6654 | 1.5391 | 1.7012 | 16.2947 | 18.436 | 0.13066 | 0.0042866 | 0.92648
1995-03-10 16:00 | 237.0787 | 196.4634 | 183.3805 | 44.042 | 1.5391 | 1.7241 | 19.8536 | 20.0137 | 0.13066 | 0.019936 | 45.0278
1995-03-10 17:00 | 320.2861 | 204.6196 | 35.9045 | 40.7248 | 1.5391 | 1.7233 | 20.6805 | 20.032 | 0.13066 | 0.019936 | 28.0531
1995-03-10 18:00 | 355.6347 | 203.2689 | 1.2201 | 38.903 | 1.5391 | 1.7358 | 20.059 | 20.1787 | 0.13066 | 0.019936 | 47.207
1995-03-10 19:00 | 348.7949 | 203.9619 | 0 | 43.9175 | 1.5391 | 1.7348 | 24.014 | 20.1684 | 0.13066 | 0.019936 | 50.3112
1995-03-10 20:00 | 360.8212 | 208.7111 | 0 | 43.1969 | 1.5391 | 1.7352 | 25.9713 | 20.1242 | 0.13066 | 0.019936 | 28.6986
1995-03-10 21:00 | 370.086 | 207.0974 | 0 | 43.334 | 1.5391 | 1.7352 | 22.0351 | 20.0173 | 0.13066 | 0.019936 | 42.5849
1995-03-10 22:00 | 356.7843 | 197.3283 | 0 | 50.2716 | 1.5391 | 1.7369 | 21.1614 | 19.6359 | 0.13066 | 0.019936 | 27.5478
1995-03-10 23:00 | 333.2227 | 194.1224 | 0 | 36.4309 | 1.5391 | 1.7376 | 29.2704 | 19.5078 | 0.13066 | 0.019936 | 52.2738
1995-03-11 | 349.2864 | 194.2999 | 0 | 57.2649 | 1.5391 | 1.7381 | 12.414 | 19.2687 | 0.13066 | 0 | 37.663
1995-03-11 01:00 | 335.6387 | 188.3712 | 0 | 50.4533 | 1.5391 | 1.7382 | 13.0792 | 19.3756 | 0.13066 | 0 | 39.9909
1995-03-11 02:00 | 331.6516 | 188.2634 | 0 | 56.1469 | 1.5391 | 1.7376 | 13.8207 | 19.3587 | 0.13066 | 0 | 27.1946
1995-03-11 03:00 | 322.8648 | 190.129 | 0 | 47.8097 | 1.5391 | 1.7334 | 13.1158 | 19.3947 | 0.13066 | 0 | 42.6077
1995-03-11 04:00 | 306.0933 | 182.5121 | 0 | 37.6822 | 1.5391 | 1.7291 | 10.9006 | 19.3558 | 0.13066 | 0 | 26.2568
1995-03-11 05:00 | 305.5807 | 184.0453 | 0.47895 | 27.75 | 1.5391 | 1.732 | 10.9259 | 19.8061 | 0.13066 | 0 | 30.1928
1995-03-11 06:00 | 298.5258 | 178.5108 | 33.1859 | 29.1392 | 1.5391 | 1.7515 | 10.7468 | 19.7038 | 0.052253 | 0 | 30.5383
1995-03-11 07:00 | 267.6196 | 187.0828 | 188.018 | 31.221 | 1.5391 | 1.7535 | 11.0507 | 20.1642 | 0.052253 | 0 | 24.9673
1995-03-11 08:00 | 222.7826 | 172.8958 | 385.4682 | 32.5382 | 0.88907 | 1.7359 | 10.888 | 19.9147 | 0.052253 | 0 | 4.9422
1995-03-11 09:00 | 156.4723 | 154.9281 | 552.2185 | 30.8274 | 0.88907 | 1.7387 | 10.8221 | 19.8349 | 0.052253 | 0 | 1.2693
1995-03-11 10:00 | 135.9917 | 144.3714 | 635.6891 | 29.906 | 0.88907 | 1.7418 | 10.9206 | 19.8596 | 0.052253 | 0 | 2.7156
1995-03-11 11:00 | 140.0428 | 149.4063 | 689.1888 | 17.223 | 0.88907 | 1.7445 | 10.8008 | 19.8024 | 0.052253 | 0 | 2.3201
1995-03-11 12:00 | 139.5485 | 151.533 | 660.721 | 25.5711 | 0.88907 | 1.7461 | 10.7213 | 19.7728 | 0.052253 | 0 | 1.7385
1995-03-11 13:00 | 148.1154 | 142.5268 | 601.4079 | 38.3327 | 0.88907 | 1.7475 | 10.638 | 19.7466 | 0.052253 | 0 | 2.6939
1995-03-11 14:00 | 155.4132 | 149.4376 | 528.587 | 26.7435 | 1.5391 | 1.7489 | 10.6661 | 19.8832 | 0.052253 | 0 | 0.92678
1995-03-11 15:00 | 173.4776 | 153.0286 | 393.2938 | 30.612 | 1.5391 | 1.7493 | 11.0552 | 20.1166 | 0.13066 | 0 | 1.297
1995-03-11 16:00 | 221.6478 | 151.6056 | 208.5263 | 30.0365 | 13.4523 | 1.7514 | 12.4728 | 20.1715 | 0.13066 | 0 | 10.9054
1995-03-11 17:00 | 251.6611 | 153.6955 | 43.6652 | 30.8834 | 16.7481 | 1.7506 | 13.543 | 20.3535 | 0.13066 | 0 | 33.0465
1995-03-11 18:00 | 284.6407 | 152.5373 | 1.5289 | 30.2666 | 16.7481 | 1.7493 | 12.9074 | 20.4698 | 0.13066 | 0 | 41.1643
1995-03-11 19:00 | 283.9693 | 152.1936 | 0 | 41.5445 | 16.7481 | 1.7211 | 13.7755 | 20.5037 | 0.13066 | 0 | 42.0338
1995-03-11 20:00 | 287.5709 | 156.7527 | 0 | 38.9403 | 16.7481 | 1.7212 | 15.0823 | 20.4659 | 0.13066 | 0 | 40.729
1995-03-11 21:00 | 270.5938 | 155.0869 | 0 | 38.9263 | 16.7481 | 1.721 | 14.9649 | 20.0725 | 0.13066 | 0 | 34.897
1995-03-11 22:00 | 269.7171 | 150.5377 | 0 | 46.0074 | 16.7481 | 1.7222 | 14.8162 | 19.8843 | 0.13066 | 0 | 40.9902
1995-03-11 23:00 | 258.2605 | 148.7473 | 0 | 49.5444 | 16.7481 | 1.7227 | 19.7321 | 19.9812 | 0.13066 | 0 | 28.6421
1995-03-12 | 271.3397 | 155.0372 | 0 | 86.5953 | 16.7481 | 1.719 | 18.3682 | 19.9285 | 0.11399 | 0 | 42.1252
1995-03-12 01:00 | 264.4032 | 150.026 | 0 | 76.9185 | 16.7481 | 1.7195 | 18.2714 | 19.8044 | 0.11399 | 0 | 49.6178
1995-03-12 02:00 | 253.6826 | 146.2818 | 0 | 72.2322 | 16.7481 | 1.7185 | 18.2738 | 19.8592 | 0.11399 | 0 | 39.6477
1995-03-12 03:00 | 261.3511 | 146.5135 | 0 | 61.3762 | 16.7481 | 1.7222 | 18.2687 | 19.8126 | 0.11399 | 0 | 36.3342
1995-03-12 04:00 | 246.5024 | 150.4114 | 0 | 53.7842 | 16.7481 | 1.7365 | 18.3014 | 20.0367 | 0.10274 | 0 | 49.2242
1995-03-12 05:00 | 255.7169 | 149.9684 | 0.80655 | 61.8525 | 16.7481 | 1.7301 | 18.4503 | 20.0913 | 0.10274 | 0 | 59.1035
1995-03-12 06:00 | 263.495 | 156.0184 | 36.5703 | 63.2864 | 16.7481 | 1.729 | 18.7878 | 20.2579 | 0.10274 | 0 | 73.6425
1995-03-12 07:00 | 267.3241 | 152.7016 | 202.9911 | 37.3161 | 16.7481 | 1.7303 | 18.6817 | 20.4356 | 0.041 | 0 | 27.5248
1995-03-12 08:00 | 227.5071 | 149.3872 | 432.4451 | 41.067 | 0.10191 | 1.7328 | 18.9035 | 20.4452 | 0.041 | 0 | 1.9323
1995-03-12 09:00 | 221.721 | 148.4978 | 620.9495 | 32.61 | 0 | 1.7355 | 18.9305 | 20.4042 | 0.041 | 0 | 0.47103
1995-03-12 10:00 | 210.7292 | 142.6489 | 690.1416 | 26.5091 | 0 | 1.7376 | 18.8988 | 20.4509 | 0.041 | 0 | 0.32004
1995-03-12 11:00 | 211.5805 | 125.3071 | 758.951 | 22.6683 | 0 | 1.7397 | 17.4424 | 20.3025 | 0.041 | 0 | 0
1995-03-12 12:00 | 192.7702 | 126.5525 | 735.4697 | 39.6036 | 0 | 1.7423 | 16.6277 | 20.3453 | 0.041 | 0 | 0.19513
1995-03-12 13:00 | 202.6782 | 124.8654 | 704.8848 | 32.612 | 0 | 1.7433 | 17.1693 | 20.224 | 0.041 | 0 | 0.17027
1995-03-12 14:00 | 245.2606 | 123.5306 | 610.0842 | 37.7727 | 0 | 1.7444 | 17.2719 | 20.2982 | 0.041 | 0 | 1.2015
1995-03-12 15:00 | 231.3 | 120.1266 | 441.7185 | 28.0505 | 0 | 1.7444 | 15.2074 | 20.336 | 0.041 | 0 | 19.2908
1995-03-12 16:00 | 305.4463 | 121.8668 | 232.8819 | 40.9644 | 0 | 1.7643 | 15.2589 | 20.472 | 0.041 | 0 | 57.9365
1995-03-12 17:00 | 343.5925 | 128.58 | 53.5051 | 48.962 | 3.0577 | 1.7632 | 15.278 | 20.4095 | 0.041 | 0 | 95.6883
1995-03-12 18:00 | 406.0892 | 144.1516 | 2.8451 | 45.6039 | 3.2225 | 1.7622 | 15.339 | 20.4548 | 0.041 | 0 | 107.9069
1995-03-12 19:00 | 418.6033 | 156.5203 | 0 | 37.7762 | 0 | 1.7615 | 15.3849 | 20.5136 | 0.041 | 0 | 79.2277
1995-03-12 20:00 | 428.3789 | 171.6728 | 0 | 29.8987 | 5.5285 | 1.761 | 15.3249 | 20.4887 | 0.041 | 0 | 62.8721
1995-03-12 21:00 | 426.2172 | 179.7454 | 0 | 35.5524 | 11.465 | 1.7369 | 15.2074 | 20.4755 | 0.041 | 0 | 35.9751
1995-03-12 22:00 | 411.3696 | 184.7151 | 0 | 37.5338 | 15.209 | 1.7373 | 14.958 | 20.2817 | 0.041 | 0 | 24.6077
1995-03-12 23:00 | 400.9768 | 182.0468 | 0 | 31.5241 | 11.9247 | 1.735 | 14.7863 | 20.2216 | 0.041 | 0 | 27.7691
1995-03-13 | 401.6834 | 177.1219 | 0 | 54.7239 | 16.7481 | 1.7367 | 25.6589 | 20.1607 | 0.11941 | 0 | 8.3395
1995-03-13 01:00 | 391.583 | 168.9019 | 0 | 51.1548 | 16.7481 | 1.7372 | 18.3661 | 20.0635 | 0.11941 | 0 | 16.6168
1995-03-13 02:00 | 392.2313 | 164.4361 | 0 | 47.5209 | 16.7481 | 1.7368 | 27.2675 | 20.0333 | 0.11941 | 0 | 11.8408
1995-03-13 03:00 | 393.2032 | 166.7719 | 0 | 40.7479 | 16.7481 | 1.7335 | 18.574 | 20.0406 | 0.11941 | 0 | 14.7483
1995-03-13 04:00 | 400.6897 | 163.1948 | 0 | 32.3508 | 16.7481 | 1.7192 | 18.3093 | 20.0222 | 0.13066 | 0 | 16.9373
1995-03-13 05:00 | 397.5703 | 169.0091 | 0.41995 | 33.1237 | 16.7481 | 1.7492 | 18.4047 | 20.0546 | 0.13066 | 0 | 18.6319
1995-03-13 06:00 | 405.4828 | 174.101 | 19.4899 | 45.8691 | 16.7481 | 1.7486 | 21.6288 | 20.1557 | 0.13066 | 0 | 31.0716
1995-03-13 07:00 | 395.0283 | 173.2149 | 153.0351 | 39.1233 | 16.7481 | 1.7545 | 18.9274 | 20.2223 | 0.13066 | 0 | 17.1654
1995-03-13 08:00 | 363.786 | 171.4896 | 371.1913 | 41.019 | 16.7481 | 1.7532 | 18.9914 | 20.2128 | 0.13066 | 0 | 2.2753
1995-03-13 09:00 | 322.4167 | 180.4547 | 554.9275 | 42.3899 | 16.7481 | 1.7571 | 18.9845 | 20.2752 | 0.13066 | 0 | 0.07
1995-03-13 10:00 | 326.6887 | 157.1234 | 682.8077 | 34.3556 | 16.7481 | 1.7612 | 18.8181 | 20.0604 | 0.13066 | 0 | 0.43522
1995-03-13 11:00 | 291.6584 | 150.2328 | 746.7841 | 34.5559 | 16.7481 | 1.7642 | 18.7387 | 19.9426 | 0.13066 | 0 | 1.7281
1995-03-13 12:00 | 289.8495 | 137.6691 | 756.8796 | 26.8009 | 16.7481 | 1.766 | 18.6385 | 19.8457 | 0.13066 | 0 | 0.09129
1995-03-13 13:00 | 290.9085 | 141.1151 | 686.1874 | 27.8301 | 16.7481 | 1.7679 | 18.652 | 19.9472 | 0.13066 | 0 | 1.2219
1995-03-13 14:00 | 317.4085 | 140.0549 | 570.9609 | 49.456 | 16.7481 | 1.7801 | 18.6457 | 19.8753 | 0.13066 | 0 | 26.7425
1995-03-13 15:00 | 348.4055 | 142.741 | 448.3859 | 25.4238 | 16.7481 | 1.7904 | 18.677 | 19.934 | 0.13066 | 0 | 2.0302
1995-03-13 16:00 | 390.3576 | 151.419 | 248.3 | 43.1901 | 16.7481 | 1.7887 | 18.9373 | 20.0643 | 0.13066 | 0 | 19.6407
1995-03-13 17:00 | 414.358 | 166.9633 | 72.7234 | 46.9266 | 16.7481 | 1.7873 | 23.6288 | 20.1973 | 0.13066 | 0 | 29.979
1995-03-13 18:00 | 435.9353 | 180.0785 | 4.6405 | 45.9246 | 16.7481 | 1.7865 | 21.8567 | 20.3626 | 0.13066 | 0 | 71.5534
1995-03-13 19:00 | 445.9983 | 189.5428 | 0 | 53.0475 | 16.7481 | 1.7847 | 17.9251 | 20.4836 | 0.13066 | 0 | 65.5622
1995-03-13 20:00 | 444.226 | 198.4039 | 0 | 46.5366 | 16.7481 | 1.784 | 18.1702 | 20.4247 | 0.13066 | 0 | 50.6729
1995-03-13 21:00 | 429.798 | 202.2996 | 0 | 56.9655 | 16.7481 | 1.7828 | 18.4613 | 20.2996 | 0.13066 | 0 | 47.8142
1995-03-13 22:00 | 387.3312 | 185.7643 | 0 | 57.2232 | 16.7481 | 1.7836 | 16.6358 | 20.3628 | 0.44076 | 0 | 43.7513
1995-03-13 23:00 | 377.798 | 172.4352 | 0 | 53.9173 | 16.7481 | 1.783 | 15.1576 | 20.2106 | 0.44076 | 0 | 38.3826
1995-03-14 | 364.2671 | 160.7412 | 0 | 68.9317 | 16.7481 | 1.7852 | 21.7968 | 19.7586 | 0.052253 | 0.0042866 | 30.7573
1995-03-14 01:00 | 355.4386 | 152.4069 | 0 | 58.046 | 16.7481 | 1.7848 | 22.1311 | 19.7158 | 0.052253 | 0.0042866 | 27.1384
1995-03-14 02:00 | 348.885 | 154.1985 | 0 | 56.8161 | 16.7481 | 1.7836 | 21.2757 | 20.0234 | 0.052253 | 0 | 33.3471
1995-03-14 03:00 | 345.4449 | 153.4921 | 0 | 53.0088 | 16.7481 | 1.7769 | 19.6794 | 20.0606 | 0.052253 | 0 | 22.6539
1995-03-14 04:00 | 342.7896 | 150.594 | 0 | 38.3357 | 16.7481 | 1.7705 | 15.7184 | 20.0334 | 0.052253 | 0 | 13.4548
1995-03-14 05:00 | 340.1582 | 151.0904 | 0.43712 | 34.8127 | 16.7481 | 1.7671 | 14.8835 | 20.1369 | 0.052253 | 0 | 10.2725
1995-03-14 06:00 | 338.5793 | 153.0248 | 20.7155 | 45.1817 | 16.7481 | 1.7661 | 16.5141 | 19.8635 | 0.052253 | 0 | 18.6883
1995-03-14 07:00 | 335.9856 | 151.913 | 151.1463 | 45.085 | 16.7481 | 1.7812 | 15.3165 | 20.2344 | 0.052253 | 0 | 10.7745
1995-03-14 08:00 | 320.3548 | 149.715 | 351.9356 | 26.034 | 16.7481 | 1.784 | 14.9381 | 20.0915 | 0.052253 | 0 | 6.6963
1995-03-14 09:00 | 288.5544 | 155.0956 | 526.8614 | 21.7997 | 16.7481 | 1.7828 | 14.8253 | 20.0525 | 0.052253 | 0 | 0.23339
1995-03-14 10:00 | 257.142 | 158.198 | 626.0308 | 18.1016 | 12.326 | 1.8103 | 14.7589 | 20.1355 | 0.052253 | 0 | 0.015237
1995-03-14 11:00 | 253.0193 | 159.8726 | 629.7246 | 25.5117 | 1.5391 | 1.8139 | 14.789 | 19.9442 | 0.052253 | 0 | 0.16929
1995-03-14 12:00 | 239.3921 | 158.6439 | 653.145 | 23.232 | 1.5391 | 1.8164 | 14.6458 | 19.9098 | 0.052253 | 0 | 1.7352
1995-03-14 13:00 | 250.2549 | 157.1743 | 608.692 | 22.6601 | 1.5391 | 1.8178 | 14.587 | 19.6065 | 0.052253 | 0 | 0.43522
1995-03-14 14:00 | 267.7011 | 155.8588 | 526.7036 | 16.6539 | 1.5391 | 1.8191 | 14.7792 | 20.0306 | 0.052253 | 0 | 4.0678
1995-03-14 15:00 | 278.3179 | 174.4301 | 444.583 | 19.7812 | 1.5391 | 1.8195 | 14.8808 | 20.1838 | 0.052253 | 0 | 2.3773
1995-03-14 16:00 | 297.2945 | 189.8737 | 265.465 | 26.1716 | 7.7135 | 1.8241 | 14.9321 | 19.9163 | 0.052253 | 0 | 5.3694
1995-03-14 17:00 | 315.9485 | 202.2391 | 80.7843 | 27.5264 | 16.7481 | 1.8229 | 25.2617 | 20.3305 | 0.052253 | 0 | 28.0347
1995-03-14 18:00 | 319.0671 | 211.8916 | 5.8392 | 41.9456 | 16.7481 | 1.8212 | 26.9312 | 20.3581 | 0.052253 | 0.019936 | 62.0839
1995-03-14 19:00 | 334.6068 | 214.5669 | 0 | 31.0833 | 16.7481 | 1.7861 | 15.5296 | 20.1691 | 0.052253 | 0.019936 | 66.1112
1995-03-14 20:00 | 343.528 | 220.9967 | 0 | 38.7798 | 16.7481 | 1.7807 | 27.1608 | 20.4145 | 0.052253 | 0.019936 | 43.6295
1995-03-14 21:00 | 340.4741 | 225.3988 | 0 | 40.217 | 16.7481 | 1.7792 | 22.5432 | 20.3518 | 0.068917 | 0.019936 | 35.763
1995-03-14 22:00 | 319.6786 | 218.4642 | 0 | 41.6881 | 16.7481 | 1.7808 | 27.0326 | 20.2155 | 0.068917 | 0.019936 | 54.452
1995-03-14 23:00 | 318.6963 | 219.1133 | 0 | 37.0728 | 16.7481 | 1.7553 | 25.0922 | 20.1023 | 0.068917 | 0.019936 | 45.4722
1995-03-15 | 332.2208 | 222.8401 | 0 | 58.8403 | 13.3481 | 1.7321 | 28.6671 | 20.0008 | 0.068917 | 0.019936 | 25.0835
1995-03-15 01:00 | 330.4958 | 219.8954 | 0 | 51.279 | 11.2836 | 1.7314 | 27.8183 | 19.8745 | 0.068917 | 0.019936 | 43.9588
1995-03-15 02:00 | 337.0561 | 226.0899 | 0 | 45.6584 | 6.1735 | 1.7301 | 23.5889 | 19.9297 | 0.085582 | 0.019936 | 15.5973
1995-03-15 03:00 | 332.9202 | 229.2597 | 0 | 42.4355 | 1.5391 | 1.7217 | 14.5722 | 19.8693 | 0.085582 | 0.019936 | 34.3392
1995-03-15 04:00 | 340.2706 | 228.7406 | 0 | 36.5563 | 1.5391 | 1.7158 | 14.6216 | 19.9108 | 0.085582 | 0.019936 | 22.0838
1995-03-15 05:00 | 342.5146 | 223.1474 | 0.51479 | 32.9214 | 1.5391 | 1.7033 | 16.9128 | 19.5225 | 0.085582 | 0.019936 | 21.1966
1995-03-15 06:00 | 341.6089 | 219.7268 | 26.2159 | 43.3684 | 1.5391 | 1.7295 | 14.6486 | 19.9429 | 0.085582 | 0 | 24.0183
1995-03-15 07:00 | 343.6917 | 214.8969 | 137.2964 | 44.4699 | 1.5391 | 1.7308 | 14.9628 | 20.4357 | 0.085582 | 0 | 13.248
1995-03-15 08:00 | 336.4535 | 203.2025 | 305.8466 | 24.081 | 1.5391 | 1.7337 | 14.8497 | 20.4665 | 0.085582 | 0 | 0.50418
1995-03-15 09:00 | 305.8296 | 191.687 | 457.3694 | 23.5215 | 1.5391 | 1.7362 | 14.8048 | 20.3419 | 0.085582 | 0 | 0.50667
1995-03-15 10:00 | 294.0335 | 184.6319 | 551.47 | 19.4804 | 1.5391 | 1.7405 | 14.7347 | 20.2752 | 0.085582 | 0 | 0
1995-03-15 11:00 | 285.3593 | 175.9308 | 583.1739 | 20.757 | 1.5391 | 1.7447 | 14.668 | 20.1878 | 0.068917 | 0 | 0.07
1995-03-15 12:00 | 298.151 | 163.7775 | 566.7384 | 16.5815 | 1.5391 | 1.7477 | 14.5953 | 20.1432 | 0.11399 | 0 | 0
1995-03-15 13:00 | 299.9027 | 158.3613 | 513.9831 | 19.0608 | 1.5391 | 1.7502 | 14.5816 | 20.122 | 0.11399 | 0 | 0.04495
1995-03-15 14:00 | 330.3993 | 156.2545 | 422.7933 | 22.4414 | 1.5391 | 1.7517 | 17.5717 | 20.2036 | 0.11399 | 0 | 0
1995-03-15 15:00 | 330.1709 | 153.6985 | 305.8451 | 31.3868 | 1.5391 | 1.7525 | 22.4602 | 20.3246 | 0.11399 | 0 | 1.0066
1995-03-15 16:00 | 341.3534 | 149.5461 | 183.4744 | 49.7748 | 1.5391 | 1.7526 | 28.3013 | 20.4164 | 0.068917 | 0.019936 | 26.2838
1995-03-15 17:00 | 363.5649 | 153.35 | 59.7651 | 37.2816 | 1.5391 | 1.7518 | 28.596 | 20.3205 | 0.068917 | 0.019936 | 66.5864
1995-03-15 18:00 | 372.7086 | 153.6056 | 5.0014 | 44.1446 | 1.5391 | 1.7508 | 28.9928 | 20.5854 | 0.068917 | 0.019936 | 71.0282
1995-03-15 19:00 | 377.4815 | 148.3645 | 0 | 39.4909 | 1.5391 | 1.7495 | 17.3917 | 20.5569 | 0.068917 | 0.019936 | 78.7285
1995-03-15 20:00 | 381.3532 | 147.2097 | 0 | 46.417 | 1.5391 | 1.7497 | 30.376 | 20.4899 | 0.068917 | 0.019936 | 62.9699
1995-03-15 21:00 | 374.951 | 155.637 | 0 | 48.7632 | 1.5391 | 1.7495 | 17.5224 | 20.4248 | 0.068917 | 0.019936 | 62.8062
1995-03-15 22:00 | 360.6375 | 158.3731 | 0 | 54.897 | 1.5391 | 1.7507 | 24.8025 | 20.2124 | 0.068917 | 0.019936 | 46.041
1995-03-15 23:00 | 359.4815 | 164.5322 | 0 | 49.9755 | 1.5391 | 1.751 | 23.1444 | 20.0943 | 0.068917 | 0.019936 | 31.7345
1995-03-16 | 348.409 | 174.4902 | 0 | 61.512 | 1.5391 | 1.7512 | 25.2496 | 20.0675 | 0.068917 | 0.019936 | 40.2346
1995-03-16 01:00 | 336.0236 | 180.2282 | 0 | 49.4967 | 1.5391 | 1.7511 | 29.263 | 19.9846 | 0.068917 | 0.019936 | 32.9589
1995-03-16 02:00 | 332.9504 | 181.1721 | 0 | 50.429 | 1.5391 | 1.7386 | 18.1434 | 19.9691 | 0.068917 | 0.019936 | 33.2983
1995-03-16 03:00 | 326.5697 | 189.2787 | 0 | 45.172 | 1.5391 | 1.7343 | 15.9943 | 20.0312 | 0.068917 | 0.019936 | 29.8121
1995-03-16 04:00 | 324.1374 | 198.7214 | 0 | 25.0676 | 1.5391 | 1.7268 | 20.8072 | 20.0514 | 0.068917 | 0.019936 | 24.8776
1995-03-16 05:00 | 318.2495 | 206.6039 | 2.1174 | 28.3571 | 1.5391 | 1.7229 | 11.0542 | 20.1137 | 0.068917 | 0.0042866 | 15.5733
1995-03-16 06:00 | 314.6067 | 209.9547 | 34.0449 | 27.0761 | 1.5391 | 1.7226 | 9.0196 | 19.7391 | 0.052253 | 0.0042866 | 19.7773
1995-03-16 07:00 | 313.6801 | 210.4432 | 165.3511 | 24.5066 | 1.5391 | 1.7246 | 9.0013 | 20.1317 | 0.052253 | 0.0042866 | 20.5969
1995-03-16 08:00 | 284.5461 | 205.8137 | 380.1451 | 22.5344 | 0.88907 | 1.7292 | 8.1626 | 20.1383 | 0.052253 | 0 | 0.67669
1995-03-16 09:00 | 226.0827 | 200.2711 | 551.5209 | 14.1258 | 1.3336 | 1.7341 | 8.0769 | 20.1341 | 0.052253 | 0 | 0
1995-03-16 10:00 | 201.4791 | 197.6735 | 617.0266 | 17.173 | 1.3336 | 1.7376 | 7.8658 | 19.5962 | 0.052253 | 0 | 0.21812
1995-03-16 11:00 | 171.543 | 180.2888 | 685.2293 | 26.7907 | 1.3336 | 1.7403 | 7.8037 | 19.7831 | 0.052253 | 0 | 0
1995-03-16 12:00 | 186.4592 | 188.5302 | 657.5328 | 24.4214 | 1.3336 | 1.7258 | 7.6753 | 19.715 | 0.052253 | 0 | 0
1995-03-16 13:00 | 196.5689 | 186.874 | 617.9673 | 16.9184 | 1.3336 | 1.7277 | 7.6356 | 19.6578 | 0.052253 | 0 | 1.9415
1995-03-16 14:00 | 212.1182 | 198.0358 | 546.5953 | 16.8927 | 1.9836 | 1.7294 | 7.7069 | 19.7454 | 0.052253 | 0 | 5.4545
1995-03-16 15:00 | 222.7666 | 210.4827 | 416.0959 | 30.1241 | 1.9836 | 1.7302 | 8.6795 | 19.8339 | 0.085582 | 0 | 8.4474
1995-03-16 16:00 | 286.6675 | 224.1786 | 246.215 | 24.6073 | 1.9836 | 1.7304 | 9.9208 | 20.0092 | 0.13066 | 0.0042866 | 15.4035
1995-03-16 17:00 | 332.2214 | 228.0075 | 78.2829 | 29.948 | 1.9836 | 1.7334 | 17.9441 | 20.4039 | 0.13066 | 0.019936 | 23.2494
1995-03-16 18:00 | 325.278 | 227.7878 | 6.7178 | 44.7863 | 1.9836 | 1.7042 | 14.6538 | 19.8539 | 0.13066 | 0.019936 | 58.9443
1995-03-16 19:00 | 334.1612 | 235.2595 | 0 | 43.78 | 1.9836 | 1.703 | 23.3646 | 20.4218 | 0.13066 | 0.019936 | 39.832
1995-03-16 20:00 | 343.4898 | 235.6076 | 0 | 45.2378 | 1.9836 | 1.7008 | 15.0322 | 20.4307 | 0.13066 | 0.019936 | 61.2067
1995-03-16 21:00 | 343.539 | 234.7643 | 0 | 51.0359 | 1.9836 | 1.7007 | 21.0584 | 20.2245 | 0.13066 | 0.019936 | 37.5134
1995-03-16 22:00 | 352.505 | 231.4185 | 0 | 47.0498 | 1.9836 | 1.702 | 14.6491 | 19.9065 | 0.13066 | 0.019936 | 22.6093
1995-03-16 23:00 | 340.201 | 228.9617 | 0 | 32.5344 | 1.9836 | 1.7025 | 24.0194 | 19.7577 | 0.13066 | 0.019936 | 29.2776
1995-03-17 | 336.4261 | 232.6723 | 0 | 53.4914 | 1.9836 | 1.7029 | 13.6308 | 19.6007 | 0.13066 | 0.0042866 | 25.4195
1995-03-17 01:00 | 337.195 | 226.3045 | 0 | 47.6762 | 1.9836 | 1.7029 | 12.4588 | 19.5307 | 0.13066 | 0.0042866 | 23.2634
1995-03-17 02:00 | 320.4195 | 232.0226 | 0 | 48.2101 | 1.9836 | 1.7024 | 10.0528 | 19.4676 | 0.13066 | 0.0042866 | 23.7494
1995-03-17 03:00 | 301.6212 | 230.2635 | 0 | 38.2664 | 1.9836 | 1.6989 | 8.9688 | 19.2068 | 0.13066 | 0.0042866 | 30.258
1995-03-17 04:00 | 302.5062 | 230.8596 | 0 | 33.0645 | 1.9836 | 1.6954 | 10.4252 | 19.4326 | 0.13066 | 0.0042866 | 20.495
1995-03-17 05:00 | 295.148 | 234.0765 | 2.9034 | 39.811 | 1.9836 | 1.6933 | 9.8746 | 19.566 | 0.13066 | 0.0042866 | 8.0951
1995-03-17 06:00 | 242.8556 | 238.2308 | 48.4254 | 42.3507 | 1.9836 | 1.6932 | 8.4515 | 19.4483 | 0.052253 | 0.0042866 | 5.0369
1995-03-17 07:00 | 272.5846 | 241.3415 | 178.6289 | 30.5799 | 0 | 1.6586 | 9.3475 | 19.6516 | 0.052253 | 0.0042866 | 16.9106
1995-03-17 08:00 | 247.7164 | 238.693 | 339.9213 | 29.2601 | 0 | 1.7016 | 9.4723 | 19.8556 | 0.052253 | 0.0042866 | 0.45544
1995-03-17 09:00 | 191.3214 | 238.598 | 463.8025 | 22.4548 | 0 | 1.707 | 9.2464 | 19.3177 | 0 | 0.0042866 | 5.3179
1995-03-17 10:00 | 200.1528 | 240.3969 | 519.8515 | 22.1779 | 0 | 1.7098 | 8.8461 | 19.0555 | 0 | 0.0042866 | 1.4042
1995-03-17 11:00 | 213.8908 | 235.3867 | 504.9057 | 19.3883 | 0 | 1.6929 | 9.0266 | 19.3176 | 0 | 0.0042866 | 0.011023
1995-03-17 12:00 | 223.7843 | 240.886 | 480.2187 | 12.0197 | 0 | 1.6946 | 9.3583 | 19.2516 | 0 | 0.0042866 | 1.7733
1995-03-17 13:00 | 253.3108 | 242.5196 | 422.438 | 12.6398 | 0 | 1.6959 | 8.9163 | 19.1011 | 0 | 0.0042866 | 6.6901
1995-03-17 14:00 | 267.3746 | 244.0904 | 357.2283 | 22.1302 | 0 | 1.6729 | 8.3336 | 19.5792 | 0 | 0.0042866 | 0.39428
1995-03-17 15:00 | 261.0919 | 247.0419 | 265.2774 | 28.0155 | 0.65 | 1.6734 | 9.0044 | 19.6765 | 0.052253 | 0.0042866 | 0.67486
1995-03-17 16:00 | 329.7192 | 243.7577 | 148.4908 | 35.1379 | 0.65 | 1.6733 | 9.6295 | 19.3505 | 0.052253 | 0.0042866 | 9.5221
1995-03-17 17:00 | 350.5578 | 247.6904 | 55.4317 | 22.8606 | 0.65 | 1.6778 | 10.6238 | 19.4063 | 0.052253 | 0.0042866 | 24.7033
1995-03-17 18:00 | 324.0567 | 251.0795 | 6.1147 | 29.9747 | 0.65 | 1.6766 | 13.2141 | 19.2673 | 0.052253 | 0.019936 | 41.1083
1995-03-17 19:00 | 332.9528 | 245.9554 | 0 | 32.3731 | 0.65 | 1.6751 | 13.3349 | 19.3 | 0.052253 | 0.019936 | 37.8678
1995-03-17 20:00 | 317.7849 | 248.1952 | 0 | 31.2671 | 0.65 | 1.6678 | 13.0137 | 19.5615 | 0.052253 | 0.019936 | 71.2489
1995-03-17 21:00 | 359.9594 | 246.9081 | 0 | 41.1706 | 0.65 | 1.6636 | 13.9631 | 19.9866 | 0.052253 | 0.019936 | 31.6968
1995-03-17 22:00 | 356.5669 | 236.8176 | 0 | 25.4131 | 0 | 1.6517 | 13.6872 | 18.8799 | 0.052253 | 0.019936 | 31.1044
1995-03-17 23:00 | 340.7524 | 233.5824 | 0 | 29.3706 | 0 | 1.6487 | 13.357 | 19.1262 | 0.052253 | 0.019936 | 27.5258
1995-03-18 | 308.5074 | 239.9781 | 0 | 46.5238 | 0 | 1.635 | 8.2971 | 18.2972 | 0.052253 | 0.0042866 | 30.8966
1995-03-18 01:00 | 321.7087 | 233.5981 | 0 | 36.4739 | 0 | 1.6349 | 8.5432 | 18.8405 | 0.052253 | 0.0042866 | 17.057
1995-03-18 02:00 | 303.4193 | 229.3899 | 0 | 42.2145 | 0 | 1.6233 | 8.0912 | 18.7634 | 0.052253 | 0.0042866 | 22.4946
1995-03-18 03:00 | 293.4431 | 223.5541 | 0 | 38.0224 | 0 | 1.6202 | 8.0901 | 19.1788 | 0.052253 | 0.0042866 | 20.3168
1995-03-18 04:00 | 285.3575 | 228.7464 | 0 | 20.0293 | 0 | 0 | 7.2189 | 18.1195 | 0.052253 | 0.0042866 | 12.8613
1995-03-18 05:00 | 268.0089 | 222.6436 | 3.1513 | 26.3234 | 0 | 1.6151 | 6.9288 | 12.8268 | 0 | 0 | 19.9016
1995-03-18 06:00 | 254.7526 | 221.5996 | 37.6966 | 27.8158 | 0 | 0 | 7.078 | 17.0831 | 0 | 0 | 42.8467
1995-03-18 07:00 | 250.236 | 222.7968 | 145.4509 | 31.482 | 0 | 0 | 7.1873 | 13.2905 | 0 | 0 | 18.5567
1995-03-18 08:00 | 214.1964 | 224.4307 | 326.3249 | 19.5834 | 0 | 0 | 7.1858 | 13.374 | 0 | 0 | 2.2175
1995-03-18 09:00 | 184.2309 | 223.0157 | 417.454 | 12.6363 | 0 | 0 | 7.1816 | 13.32 | 0 | 0 | 1.2354
1995-03-18 10:00 | 199.206 | 219.5132 | 495.8824 | 12.4289 | 0 | 1.6077 | 6.2168 | 11.7084 | 0 | 0 | 0.51533
1995-03-18 11:00 | 182.2561 | 223.3069 | 551.9282 | 13.0777 | 0 | 0 | 6.968 | 12.54 | 0 | 0 | 1.6509
1995-03-18 12:00 | 162.9298 | 220.9582 | 552.4503 | 13.9822 | 0 | 0 | 6.0539 | 17.4606 | 0 | 0 | 0.17998
1995-03-18 13:00 | 174.7235 | 213.1042 | 515.4343 | 9.2744 | 0 | 1.6102 | 5.9968 | 17.3869 | 0 | 0 | 0
1995-03-18 14:00 | 235.027 | 171.0695 | 441.2818 | 15.6163 | 0 | 0 | 6.0013 | 17.1429 | 0 | 0 | 0.17438
1995-03-18 15:00 | 223.8833 | 218.0785 | 335.2436 | 19.401 | 0 | 0 | 6.2349 | 11.918 | 0 | 0 | 1.0784
1995-03-18 16:00 | 256.0001 | 217.785 | 198.6321 | 25.9026 | 0 | 0 | 7.2039 | 18.845 | 0.052253 | 0 | 10.0398
1995-03-18 17:00 | 280.7529 | 216.7087 | 58.9135 | 22.4531 | 0 | 1.609 | 7.1629 | 18.4541 | 0.052253 | 0 | 26.8747
1995-03-18 18:00 | 281.1946 | 224.7734 | 7.716 | 38.8246 | 0 | 1.6076 | 7.4873 | 19.0327 | 0.052253 | 0 | 37.3818
1995-03-18 19:00 | 289.8832 | 228.8062 | 0 | 32.4219 | 0 | 1.6065 | 7.6193 | 18.9226 | 0.052253 | 0.0042866 | 49.9995
1995-03-18 20:00 | 298.0896 | 243.6706 | 0 | 38.2763 | 0 | 1.6063 | 8.4316 | 17.594 | 0.052253 | 0.0042866 | 43.8362
1995-03-18 21:00 | 299.0607 | 235.0762 | 0 | 52.6397 | 0 | 1.6058 | 8.3555 | 18.6026 | 0.052253 | 0.0042866 | 19.6487
1995-03-18 22:00 | 281.7116 | 241.1382 | 0 | 44.618 | 0 | 1.6065 | 8.1612 | 17.9459 | 0.052253 | 0.0042866 | 31.8709
1995-03-18 23:00 | 287.7055 | 237.6114 | 0 | 49.3294 | 0 | 1.6066 | 8.4937 | 17.1341 | 0.052253 | 0.0042866 | 18.0033
1995-03-19 | 350.5293 | 251.7796 | 0 | 62.9723 | 0 | 1.6031 | 7.8212 | 19.5051 | 0 | 0 | 36.8219
1995-03-19 01:00 | 333.1067 | 246.5496 | 0 | 69.3435 | 0 | 1.5884 | 7.8279 | 19.4743 | 0 | 0 | 31.3811
1995-03-19 02:00 | 344.227 | 240.067 | 0 | 62.2515 | 0 | 1.6128 | 7.0102 | 19.4291 | 0 | 0 | 22.2877
1995-03-19 03:00 | 326.3234 | 242.1009 | 0 | 61.806 | 0 | 1.6115 | 6.8873 | 19.2126 | 0 | 0 | 26.9972
1995-03-19 04:00 | 319.0443 | 236.3055 | 0 | 60.2115 | 0 | 1.6106 | 7.0613 | 19.3816 | 0 | 0 | 25.5193
1995-03-19 05:00 | 340.831 | 233.4772 | 3.4804 | 42.0442 | 0 | 1.6093 | 7.1808 | 19.4935 | 0 | 0 | 30.6235
1995-03-19 06:00 | 365.1863 | 240.7665 | 40.1293 | 60.2301 | 0 | 1.6076 | 7.5427 | 19.5041 | 0 | 0 | 30.3429
1995-03-19 07:00 | 388.1259 | 233.5646 | 151.4715 | 45.5285 | 0 | 1.6086 | 7.9053 | 19.9605 | 0 | 0 | 28.8496
1995-03-19 08:00 | 285.2625 | 223.7597 | 344.9996 | 33.2332 | 0 | 1.6121 | 8.1192 | 20.1196 | 0 | 0 | 26.8488
1995-03-19 09:00 | 324.5025 | 205.8248 | 495.2633 | 22.3899 | 0 | 1.626 | 7.7935 | 19.7091 | 0 | 0 | 12.5709
1995-03-19 10:00 | 303.296 | 206.0366 | 580.5557 | 40.2816 | 0 | 1.6274 | 8.0965 | 20.1152 | 0 | 0 | 0.12734
1995-03-19 11:00 | 266.5086 | 195.3723 | 604.518 | 28.7152 | 0 | 1.6292 | 7.7564 | 19.6606 | 0 | 0 | 0.73313
1995-03-19 12:00 | 301.0179 | 182.3573 | 613.1623 | 32.2543 | 0 | 1.6311 | 7.6749 | 19.5655 | 0 | 0 | 4.785
1995-03-19 13:00 | 320.9655 | 199.7991 | 589.8604 | 25.9498 | 0 | 1.6317 | 7.7937 | 19.7315 | 0 | 0 | 1.1418
1995-03-19 14:00 | 287.3846 | 207.1377 | 503.7983 | 31.3868 | 0 | 1.6326 | 7.7334 | 19.673 | 0 | 0 | 1.4945
1995-03-19 15:00 | 322.4473 | 205.7593 | 377.6976 | 23.3427 | 0 | 1.632 | 7.7255 | 19.6561 | 0 | 0 | 13.5774
1995-03-19 16:00 | 337.1121 | 219.0839 | 239.9662 | 39.7854 | 0 | 1.6308 | 7.9461 | 19.9615 | 0 | 0 | 14.5292
1995-03-19 17:00 | 345.3448 | 224.5312 | 76.6198 | 45.8409 | 0 | 1.6296 | 8.7746 | 20.0332 | 0 | 0 | 54.4651
1995-03-19 18:00 | 385.831 | 229.0116 | 7.6683 | 49.933 | 0 | 1.6283 | 8.1378 | 20.1626 | 0 | 0 | 56.781
1995-03-19 19:00 | 348.4894 | 227.753 | 0 | 51.859 | 0 | 1.6273 | 8.9676 | 20.1755 | 0 | 0 | 97.8523
1995-03-19 20:00 | 396.7793 | 231.7043 | 0 | 42.4024 | 0 | 1.6085 | 8.9169 | 20.0504 | 0 | 0 | 44.9995
1995-03-19 21:00 | 380.7141 | 245.0804 | 0 | 50.218 | 0 | 1.6073 | 8.846 | 19.9866 | 0 | 0 | 44.6985
1995-03-19 22:00 | 364.6195 | 239.3712 | 0 | 46.8849 | 0 | 1.5988 | 8.6349 | 19.6437 | 0 | 0 | 61.2304
1995-03-19 23:00 | 361.0917 | 236.5673 | 0 | 43.5965 | 0 | 1.605 | 8.3198 | 19.4281 | 0 | 0 | 32.481
1995-03-20 | 387.4016 | 237.398 | 0 | 54.5516 | 0 | 1.6252 | 9.2828 | 19.4716 | 0 | 0.0042866 | 4.0057
1995-03-20 01:00 | 381.4663 | 236.5113 | 0 | 54.6003 | 0 | 1.6253 | 9.3692 | 19.69 | 0 | 0.0042866 | 7.8534
1995-03-20 02:00 | 374.4919 | 230.4321 | 0 | 54.2801 | 0 | 1.6245 | 8.9092 | 19.3403 | 0 | 0.0042866 | 5.1471
1995-03-20 03:00 | 367.9159 | 228.1474 | 0 | 54.0664 | 0 | 1.641 | 9.2411 | 19.551 | 0 | 0.0042866 | 5.1898
1995-03-20 04:00 | 373.0889 | 223.7667 | 0 | 38.2351 | 0 | 1.6366 | 8.7585 | 19.2944 | 0 | 0.0042866 | 8.7241
1995-03-20 05:00 | 347.757 | 224.0382 | 3.2255 | 49.0143 | 0 | 1.6343 | 9.0334 | 19.3572 | 0 | 0.0042866 | 22.0275
1995-03-20 06:00 | 374.1662 | 227.7456 | 42.8866 | 54.0906 | 0 | 1.6333 | 8.9806 | 19.6482 | 0 | 0.0042866 | 42.7409
1995-03-20 07:00 | 373.9156 | 225.3808 | 194.3496 | 55.9051 | 0 | 1.6347 | 8.1265 | 19.4383 | 0 | 0 | 6.3523
1995-03-20 08:00 | 361.5711 | 217.9981 | 387.0953 | 45.2176 | 0 | 1.6366 | 8.3336 | 19.5626 | 0 | 0 | 0.51282
1995-03-20 09:00 | 326.0314 | 214.8444 | 526.0899 | 39.7714 | 0.16085 | 1.6387 | 8.1229 | 19.3729 | 0 | 0 | 4.3473
1995-03-20 10:00 | 303.1076 | 203.5794 | 648.6597 | 62.2734 | 0.65659 | 1.6426 | 8.1226 | 19.4201 | 0 | 0 | 0.78917
1995-03-20 11:00 | 298.0693 | 202.9348 | 696.98 | 40.0543 | 0.45702 | 1.6454 | 8.0409 | 19.2383 | 0 | 0 | 2.9596
1995-03-20 12:00 | 272.2983 | 201.2426 | 703.7019 | 38.4522 | 0.43288 | 1.6489 | 7.9099 | 19.1619 | 0 | 0 | 0.69122
1995-03-20 13:00 | 324.5656 | 195.6994 | 640.1946 | 40.0389 | 0.013525 | 1.6507 | 7.7395 | 19.0375 | 0 | 0 | 0.13159
1995-03-20 14:00 | 352.2478 | 197.5824 | 573.8002 | 36.2494 | 0.53437 | 1.6516 | 8.0269 | 19.2524 | 0 | 0 | 0.52492
1995-03-20 15:00 | 357.9565 | 200.538 | 425.919 | 37.4531 | 1.6 | 1.652 | 7.8793 | 19.0261 | 0 | 0 | 7.7135
1995-03-20 16:00 | 352.2237 | 200.8944 | 273.5259 | 38.4423 | 1.6 | 1.6509 | 7.9732 | 19.1501 | 0 | 0 | 11.4133
1995-03-20 17:00 | 396.5727 | 202.1943 | 88.1416 | 45.5549 | 1.6 | 1.6497 | 8.1366 | 19.3459 | 0 | 0 | 24.8927
1995-03-20 18:00 | 358.3377 | 203.293 | 7.7482 | 64.5482 | 16.809 | 1.649 | 8.2734 | 19.4282 | 0 | 0 | 79.7129
1995-03-20 19:00 | 355.4598 | 203.8799 | 0 | 78.1464 | 16.809 | 1.6476 | 8.3254 | 19.4727 | 0 | 0 | 77.7084
1995-03-20 20:00 | 391.7708 | 208.135 | 0 | 63.2932 | 16.809 | 1.6455 | 8.273 | 19.4732 | 0 | 0 | 44.2714
1995-03-20 21:00 | 393.1645 | 210.2398 | 0 | 69.4435 | 16.809 | 1.6442 | 8.2526 | 19.5085 | 0 | 0 | 43.6007
1995-03-20 22:00 | 369.0784 | 219.6406 | 0 | 66.6876 | 16.809 | 1.6454 | 8.1261 | 19.4465 | 0 | 0 | 47.1902
1995-03-20 23:00 | 338.0417 | 218.7023 | 0 | 59.5956 | 15.209 | 1.6893 | 7.9826 | 19.3996 | 0 | 0 | 33.2503
1995-03-21 | 361.8842 | 219.9004 | 0 | 68.8951 | 15.209 | 1.6935 | 7.6962 | 19.3054 | 0 | 0 | 11.456
1995-03-21 01:00 | 334.5142 | 214.5649 | 0 | 59.0252 | 16.809 | 1.6932 | 7.7351 | 19.3597 | 0 | 0 | 30.5723
1995-03-21 02:00 | 321.9863 | 213.3069 | 0 | 60.1391 | 15.209 | 1.6907 | 7.5336 | 19.0926 | 0 | 0 | 28.3706
1995-03-21 03:00 | 316.0699 | 211.6621 | 0 | 56.1005 | 15.8264 | 1.6847 | 7.5358 | 19.1161 | 0 | 0 | 21.8768
1995-03-21 04:00 | 313.0501 | 208.7101 | 0 | 53.5135 | 15.209 | 1.6805 | 7.5343 | 19.1016 | 0 | 0 | 14.7275
1995-03-21 05:00 | 296.5272 | 200.6327 | 2.3246 | 49.3143 | 15.209 | 1.6775 | 7.5824 | 19.1312 | 0 | 0 | 28.1335
1995-03-21 06:00 | 293.427 | 203.7091 | 48.3009 | 52.6748 | 15.209 | 1.677 | 7.7514 | 19.1326 | 0 | 0 | 22.1669
1995-03-21 07:00 | 280.5973 | 203.6347 | 222.65 | 43.5302 | 15.209 | 1.6876 | 7.9724 | 19.1147 | 0 | 0 | 9.7934
1995-03-21 08:00 | 252.55 | 210.7241 | 432.4212 | 37.4154 | 0 | 1.7027 | 8.0608 | 19.1399 | 0 | 0 | 0.25538
1995-03-21 09:00 | 210.6905 | 200.2787 | 585.0275 | 31.5787 | 0 | 1.7015 | 7.5565 | 19.0994 | 0 | 0 | 0.43522
1995-03-21 10:00 | 242.548 | 199.4998 | 660.1501 | 26.5107 | 0 | 1.7057 | 7.2963 | 18.8576 | 0 | 0 | 0
1995-03-21 11:00 | 184.6703 | 187.4285 | 736.0917 | 27.0948 | 0 | 1.7094 | 7.4162 | 17.5237 | 0 | 0 | 0
1995-03-21 12:00 | 200.4794 | 177.7875 | 689.4236 | 24.8076 | 0 | 1.7122 | 7.3651 | 18.7986 | 0 | 0 | 0.43522
1995-03-21 13:00 | 207.8089 | 166.1598 | 685.0741 | 18.9117 | 0 | 1.7143 | 7.3298 | 18.7564 | 0 | 0 | 0
1995-03-21 14:00 | 238.8709 | 161.9704 | 596.4406 | 24.1136 | 0 | 1.7157 | 7.3965 | 18.9594 | 0 | 0 | 0.07
1995-03-21 15:00 | 269.3384 | 160.7128 | 486.5039 | 29.0143 | 0 | 1.7164 | 7.5882 | 19.0137 | 0 | 0 | 2.3077
1995-03-21 16:00 | 290.4518 | 165.513 | 297.933 | 38.3899 | 0.65 | 1.7163 | 8.2073 | 19.5063 | 0 | 0 | 8.5786
1995-03-21 17:00 | 322.5074 | 161.6 | 99.8609 | 43.8025 | 15.859 | 1.7156 | 8.3197 | 19.5313 | 0 | 0 | 32.1938
1995-03-21 18:00 | 332.3146 | 153.3187 | 7.7933 | 71.6675 | 15.209 | 1.7144 | 8.6641 | 19.5974 | 0 | 0 | 49.8181
1995-03-21 19:00 | 356.5082 | 142.6997 | 0 | 70.4688 | 15.209 | 1.7134 | 10.3578 | 19.6415 | 0 | 0 | 55.1697
1995-03-21 20:00 | 349.2704 | 130.6291 | 0 | 77.7161 | 15.209 | 1.7134 | 12.8615 | 19.5736 | 0 | 0 | 76.9585
1995-03-21 21:00 | 353.9546 | 124.6885 | 0 | 71.6461 | 15.209 | 1.7131 | 16.0479 | 19.412 | 0 | 0 | 66.9543
1995-03-21 22:00 | 348.9691 | 118.111 | 0 | 76.5028 | 15.209 | 1.7143 | 24.2474 | 19.3413 | 0 | 0 | 44.8516
1995-03-21 23:00 | 336.367 | 115.8148 | 0 | 50.87 | 15.209 | 1.7147 | 24.7955 | 19.2072 | 0 | 0 | 72.5474
1995-03-22 | 316.3513 | 118.1297 | 0 | 91.3162 | 15.859 | 1.7149 | 25.9958 | 19.0971 | 0 | 0 | 72.9832
1995-03-22 01:00 | 311.6294 | 119.9913 | 0 | 80.3403 | 15.859 | 1.7148 | 24.3938 | 19.0629 | 0 | 0 | 70.4087
1995-03-22 02:00 | 316.0139 | 128.9843 | 0 | 74.0344 | 15.859 | 1.7142 | 24.382 | 19.026 | 0 | 0 | 63.1715
1995-03-22 03:00 | 309.3168 | 136.0537 | 0 | 68.4115 | 15.859 | 1.7104 | 17.3164 | 19.0322 | 0 | 0 | 54.6233
1995-03-22 04:00 | 315.6093 | 140.4346 | 0 | 57.3987 | 15.859 | 1.7036 | 9.0217 | 19.0304 | 0 | 0 | 37.4675
1995-03-22 05:00 | 310.2724 | 143.4345 | 4.6303 | 49.1738 | 15.209 | 1.7274 | 8.1961 | 19.1723 | 0 | 0 | 31.8864
1995-03-22 06:00 | 294.4687 | 152.7969 | 67.0372 | 50.7929 | 15.209 | 1.7272 | 8.4697 | 19.3109 | 0 | 0 | 18.8984
1995-03-22 07:00 | 273.5409 | 166.4367 | 261.0564 | 41.7954 | 6.455 | 1.7325 | 8.4521 | 19.4339 | 0 | 0 | 5.8448
1995-03-22 08:00 | 236.4267 | 177.9209 | 492.4553 | 31.3232 | 0 | 1.7326 | 8.4823 | 19.3686 | 0 | 0 | 0.36065
1995-03-22 09:00 | 161.8258 | 180.9489 | 620.0185 | 31.3326 | 0 | 1.7557 | 7.7309 | 18.9226 | 0 | 0 | 0
1995-03-22 10:00 | 139.1995 | 185.2723 | 712.3457 | 30.5381 | 0 | 1.7824 | 7.8518 | 19.2243 | 0 | 0 | 0.23911
1995-03-22 11:00 | 145.7463 | 186.4273 | 720.1455 | 18.7331 | 0 | 1.7851 | 7.6662 | 18.8902 | 0 | 0 | 0.13729
1995-03-22 12:00 | 132.3419 | 183.6209 | 720.9856 | 22.8995 | 0 | 1.7871 | 7.5685 | 18.8546 | 0 | 0 | 0.25358
1995-03-22 13:00 | 166.0113 | 183.1062 | 661.651 | 25.6831 | 0 | 1.7887 | 7.554 | 18.9018 | 0 | 0 | 0
1995-03-22 14:00 | 186.218 | 176.9615 | 580.0216 | 27.2102 | 0.27799 | 1.7902 | 7.6656 | 19.2305 | 0 | 0 | 0.74084
1995-03-22 15:00 | 221.1867 | 179.0162 | 465.0012 | 31.8616 | 1.6 | 1.7909 | 7.6532 | 18.9767 | 0 | 0 | 10.4288
1995-03-22 16:00 | 271.3171 | 183.5709 | 296.1512 | 42.116 | 1.6 | 1.8275 | 8.3086 | 19.3455 | 0 | 0 | 15.158
1995-03-22 17:00 | 300.2532 | 187.1336 | 99.8703 | 51.1728 | 15.209 | 1.8269 | 8.3898 | 19.2304 | 0 | 0 | 34.4669
1995-03-22 18:00 | 317.2396 | 190.731 | 7.5685 | 53.5585 | 16.809 | 1.8259 | 8.6317 | 19.6142 | 0 | 0 | 79.9669
1995-03-22 19:00 | 337.1133 | 198.1933 | 0 | 48.4117 | 15.4609 | 1.8251 | 11.1354 | 19.6542 | 0 | 0 | 63.4821
1995-03-22 20:00 | 346.0804 | 203.5559 | 0 | 49.129 | 15.209 | 1.8252 | 11.4127 | 19.628 | 0 | 0 | 58.3539
1995-03-22 21:00 | 359.8291 | 208.0712 | 0 | 59.1323 | 15.209 | 1.8251 | 8.5831 | 19.5081 | 0 | 0 | 30.1253
1995-03-22 22:00 | 369.2962 | 206.3012 | 0 | 50.4482 | 15.209 | 1.8263 | 8.4395 | 19.4827 | 0 | 0 | 23.1966
1995-03-22 23:00 | 363.3204 | 204.3222 | 0 | 40.8736 | 15.209 | 1.8268 | 8.2369 | 19.3443 | 0 | 0 | 22.1619
1995-03-23 | 372.6084 | 207.4863 | 0 | 46.1947 | 15.209 | 1.8271 | 8.0237 | 19.2813 | 0.041 | 0 | 20.4305
1995-03-23 01:00 | 362.7795 | 200.281 | 0 | 44.3735 | 15.209 | 1.827 | 7.9175 | 19.2044 | 0.041 | 0 | 32.971
1995-03-23 02:00 | 355.8476 | 191.7688 | 0 | 55.1317 | 15.209 | 1.8264 | 7.8939 | 19.1856 | 0.041 | 0 | 25.4123
1995-03-23 03:00 | 355.7139 | 179.7761 | 0 | 39.3126 | 15.209 | 1.8228 | 7.8777 | 19.2352 | 0.041 | 0 | 37.521
1995-03-23 04:00 | 340.5478 | 171.9493 | 0 | 32.4689 | 15.209 | 1.8191 | 7.9059 | 19.219 | 0.041 | 0 | 27.8642
1995-03-23 05:00 | 329.5282 | 166.217 | 3.027 | 27.9926 | 15.209 | 1.8165 | 8.0221 | 19.2796 | 0.041 | 0 | 53.7763
1995-03-23 06:00 | 313.4412 | 164.3111 | 51.1582 | 34.9908 | 15.209 | 1.8162 | 8.2488 | 19.4248 | 0.041 | 0 | 29.445
1995-03-23 07:00 | 281.4478 | 173.4831 | 231.8574 | 24.2796 | 15.209 | 1.8176 | 8.5785 | 19.6422 | 0.041 | 0 | 17.6816
1995-03-23 08:00 | 279.6562 | 174.5741 | 455.2092 | 28.4592 | 0 | 1.8202 | 7.9929 | 19.4331 | 0 | 0 | 3.985
1995-03-23 09:00 | 208.505 | 179.1395 | 608.1372 | 22.9139 | 0 | 1.8224 | 7.6716 | 18.9456 | 0 | 0 | 1.3495
1995-03-23 10:00 | 161.0069 | 169.7333 | 708.4836 | 25.5579 | 0 | 1.8252 | 7.6073 | 18.4951 | 0 | 0 | 3.6817
1995-03-23 11:00 | 146.5715 | 171.6504 | 733.8559 | 27.1748 | 0 | 1.8275 | 7.7291 | 19.1417 | 0 | 0 | 0.28539
1995-03-23 12:00 | 167.8955 | 163.1737 | 702.9255 | 11.1667 | 0 | 1.8292 | 7.418 | 18.3517 | 0 | 0 | 0
1995-03-23 13:00 | 169.0928 | 191.8099 | 677.6049 | 22.1116 | 0 | 1.8305 | 7.3969 | 18.3266 | 0 | 0 | 0
1995-03-23 14:00 | 181.0702 | 197.9662 | 594.2578 | 20.7347 | 0 | 1.8317 | 7.6174 | 19.1075 | 0 | 0 | 0.12783
1995-03-23 15:00 | 190.9833 | 188.0779 | 489.6629 | 26.6553 | 0 | 1.8322 | 7.552 | 18.5236 | 0.011253 | 0 | 2.2637
1995-03-23 16:00 | 222.2629 | 209.2264 | 329.2974 | 23.8509 | 0 | 1.8372 | 7.7992 | 19.3733 | 0.011253 | 0 | 8.4701
1995-03-23 17:00 | 239.797 | 212.6997 | 110.0698 | 30.754 | 16.7481 | 1.8368 | 8.6154 | 19.3729 | 0.011253 | 0 | 38.542
1995-03-23 18:00 | 254.4924 | 214.6373 | 9.113 | 60.2437 | 16.7481 | 1.836 | 8.486 | 19.1153 | 0.011253 | 0 | 68.6586
1995-03-23 19:00 | 261.481 | 220.1045 | 0 | 60.7736 | 16.7481 | 1.8353 | 8.7608 | 19.5718 | 0.011253 | 0 | 64.9652
1995-03-23 20:00 | 282.4358 | 224.3887 | 0 | 60.9427 | 16.7481 | 1.8354 | 8.7067 | 19.8903 | 0.011253 | 0 | 58.0022
1995-03-23 21:00 | 282.8004 | 225.1442 | 0 | 64.7918 | 16.7481 | 1.8303 | 8.6066 | 19.5083 | 0.011253 | 0 | 49.2107
1995-03-23 22:00 | 276.3509 | 218.552 | 0 | 61.9624 | 16.7481 | 1.8452 | 8.1977 | 18.9884 | 0.011253 | 0 | 63.5311
1995-03-23 23:00 | 277.2879 | 220.2031 | 0 | 47.9922 | 16.7481 | 1.8456 | 8.0329 | 18.7441 | 0.011253 | 0 | 40.5738
1995-03-24 | 288.8255 | 218.0091 | 0 | 68.5403 | 16.7481 | 1.8457 | 8.4708 | 18.8411 | 0.011253 | 0.0042866 | 35.0332
1995-03-24 01:00 | 284.0211 | 214.0324 | 0 | 59.2138 | 16.7481 | 1.8456 | 8.3335 | 18.7773 | 0.011253 | 0.0042866 | 32.8593
1995-03-24 02:00 | 266.1572 | 210.6795 | 0 | 68.2526 | 16.7481 | 1.8347 | 7.5207 | 18.7618 | 0.011253 | 0.0042866 | 33.8591
1995-03-24 03:00 | 282.8791 | 214.4797 | 0 | 60.4969 | 16.7481 | 1.8315 | 8.4751 | 19.0809 | 0.011253 | 0.0042866 | 22.8019
1995-03-24 04:00 | 240.8291 | 207.735 | 0 | 50.9922 | 16.7481 | 1.8282 | 8.1219 | 18.9094 | 0.011253 | 0.0042866 | 36.4854
1995-03-24 05:00 | 221.3792 | 198.4779 | 5.0927 | 48.6687 | 16.0981 | 1.8259 | 7.7851 | 19.2124 | 0.011253 | 0.0042866 | 28.9981
1995-03-24 06:00 | 200.5925 | 197.4599 | 67.2136 | 43.5594 | 16.0981 | 1.8256 | 7.9055 | 19.0287 | 0.011253 | 0 | 24.7952
1995-03-24 07:00 | 195.0897 | 192.8579 | 253.8025 | 24.431 | 5.1648 | 1.8269 | 7.9501 | 19.4905 | 0.011253 | 0 | 13.7388
1995-03-24 08:00 | 152.3988 | 178.146 | 493.2443 | 22.7911 | 0 | 1.8065 | 7.588 | 19.4678 | 0.011253 | 0 | 8.5178
1995-03-24 09:00 | 121.4283 | 175.1426 | 651.7881 | 25.694 | 0 | 1.8085 | 7.4339 | 19.0294 | 0.011253 | 0 | 0.86037
1995-03-24 10:00 | 110.3152 | 163.7053 | 707.1495 | 22.3543 | 0 | 1.8109 | 7.598 | 19.2313 | 0.011253 | 0 | 4.4463
1995-03-24 11:00 | 119.7844 | 166.4429 | 696.2295 | 30.5334 | 0 | 1.8129 | 7.5413 | 19.1749 | 0.011253 | 0 | 6.4627
1995-03-24 12:00 | 130.1136 | 175.4465 | 677.7681 | 16.6337 | 0 | 1.8142 | 7.1876 | 18.4525 | 0 | 0 | 10.3325
1995-03-24 13:00 | 143.5724 | 184.2799 | 643.1087 | 23.2398 | 0 | 1.83 | 6.8288 | 18.0835 | 0 | 0 | 0
1995-03-24 14:00 | 154.3188 | 201.4137 | 569.3285 | 17.949 | 0 | 1.8309 | 7.1786 | 18.2213 | 0 | 0 | 0.13729
1995-03-24 15:00 | 166.4489 | 217.5118 | 434.2318 | 24.1951 | 0 | 1.8313 | 7.296 | 18.9268 | 0.041 | 0 | 2.6896
1995-03-24 16:00 | 204.1212 | 230.0626 | 271.5014 | 27.7013 | 1.5391 | 1.8313 | 7.5525 | 18.9995 | 0.074329 | 0.0042866 | 12.6363
1995-03-24 17:00 | 200.6821 | 228.9672 | 98.3312 | 29.8991 | 1.5391 | 1.8076 | 8.1425 | 18.8616 | 0.074329 | 0.0042866 | 59.7864
1995-03-24 18:00 | 219.4376 | 234.57 | 8.8955 | 43.5533 | 1.5391 | 1.8068 | 8.3287 | 19.1821 | 0.11941 | 0.019936 | 67.315
1995-03-24 19:00 | 267.2746 | 242.0685 | 0 | 40.5011 | 1.5391 | 1.8148 | 9.5706 | 19.2734 | 0.11941 | 0.019936 | 50.1291
1995-03-24 20:00 | 251.355 | 234.8011 | 0 | 41.7247 | 1.5391 | 1.8098 | 9.3034 | 18.9011 | 0.11941 | 0.019936 | 88.956
1995-03-24 21:00 | 275.9282 | 231.7162 | 0 | 56.008 | 1.5391 | 1.8097 | 9.5214 | 19.2318 | 0.11941 | 0.019936 | 30.7304
1995-03-24 22:00 | 255.1771 | 226.2526 | 0 | 41.6906 | 1.5391 | 1.8107 | 8.7479 | 18.6848 | 0.074329 | 0.019936 | 75.1862
1995-03-24 23:00 | 263.6659 | 232.3471 | 0 | 39.2399 | 1.5391 | 1.811 | 9.816 | 18.7619 | 0.074329 | 0.019936 | 41.2759
1995-03-25 | 265.0578 | 234.2411 | 0 | 48.9191 | 0.65 | 1.7857 | 8.7367 | 18.5251 | 0.041 | 0.0042866 | 56.5761
1995-03-25 01:00 | 262.192 | 237.0639 | 0 | 58.1607 | 0.65 | 1.7857 | 8.6984 | 18.4438 | 0.041 | 0.0042866 | 32.3562
1995-03-25 02:00 | 255.9914 | 236.9841 | 0 | 43.1215 | 0.65 | 1.7765 | 8.9309 | 18.1738 | 0.041 | 0.0042866 | 32.8579
1995-03-25 03:00 | 260.9089 | 234.3631 | 0 | 36.5453 | 0 | 1.7737 | 8.738 | 18.3375 | 0.041 | 0.0042866 | 29.2176
1995-03-25 04:00 | 238.4011 | 235.3596 | 3.3153e-05 | 38.1901 | 0 | 1.7708 | 8.7811 | 17.5291 | 0.041 | 0.0042866 | 13.5585
1995-03-25 05:00 | 235.2205 | 224.2735 | 5.1407 | 28.7917 | 0 | 1.7687 | 8.5808 | 17.9405 | 0.041 | 0.0042866 | 23.123
1995-03-25 06:00 | 228.4419 | 214.9764 | 56.9224 | 26.912 | 0 | 0 | 8.0712 | 12.6584 | 0.041 | 0.0042866 | 21.1397
1995-03-25 07:00 | 223.6368 | 227.4011 | 193.8026 | 28.2523 | 0 | 1.7588 | 7.0813 | 18.7899 | 0 | 0 | 18.4044
1995-03-25 08:00 | 193.0683 | 215.7242 | 326.2124 | 17.587 | 0 | 0 | 7.2899 | 12.8626 | 0 | 0 | 1.7033
1995-03-25 09:00 | 175.0214 | 207.8037 | 468.2302 | 13.7751 | 0 | 0 | 6.2516 | 11.0728 | 0 | 0 | 0
1995-03-25 10:00 | 152.4215 | 214.5699 | 513.3316 | 25.2499 | 0 | 0 | 6.4037 | 11.6242 | 0 | 0 | 0.40513
1995-03-25 11:00 | 165.9914 | 217.3105 | 544.3294 | 16.9156 | 0 | 0 | 6.1584 | 11.372 | 0 | 0 | 0.53313
1995-03-25 12:00 | 170.1108 | 221.7247 | 509.816 | 21.8818 | 0 | 0 | 6.0481 | 10.7639 | 0 | 0 | 0.41985
1995-03-25 13:00 | 137.6176 | 222.7209 | 535.3554 | 21.1885 | 0 | 0 | 6.0311 | 16.6935 | 0 | 0 | 1.6465
1995-03-25 14:00 | 204.1976 | 205.9414 | 464.1982 | 17.51 | 0 | 0 | 6.1565 | 11.7039 | 0 | 0 | 3.6205
1995-03-25 15:00 | 200.1388 | 198.9364 | 342.0693 | 18.9152 | 0 | 0 | 6.2123 | 11.6158 | 0 | 0 | 5.1617
1995-03-25 16:00 | 245.0382 | 216.5579 | 217.4029 | 28.1832 | 0 | 1.7827 | 6.2436 | 17.5693 | 0 | 0 | 12.7844
1995-03-25 17:00 | 260.2355 | 216.8283 | 71.1326 | 32.2926 | 0 | 0 | 8.3756 | 16.7675 | 0 | 0.0042866 | 29.0721
1995-03-25 18:00 | 306.4966 | 212.7815 | 5.7166 | 36.9639 | 0 | 1.7864 | 8.2328 | 19.4072 | 0 | 0.0042866 | 45.6772
1995-03-25 19:00 | 317.945 | 209.0772 | 0 | 20.43 | 0 | 1.7806 | 8.8507 | 18.9511 | 0 | 0.0042866 | 50.0327
1995-03-25 20:00 | 322.5915 | 221.4516 | 0 | 32.6768 | 0 | 1.7812 | 8.1151 | 19.1119 | 0 | 0.0042866 | 46.5507
1995-03-25 21:00 | 344.9635 | 217.1578 | 0 | 25.8058 | 0 | 1.781 | 7.8847 | 19.3845 | 0 | 0.0042866 | 21.1058
1995-03-25 22:00 | 362.2206 | 212.5824 | 0 | 20.0603 | 0 | 1.7816 | 9.0635 | 19.2776 | 0 | 0.0042866 | 9.8689
1995-03-25 23:00 | 358.5088 | 210.2856 | 0 | 15.9187 | 0 | 1.7817 | 8.9397 | 19.177 | 0 | 0.0042866 | 11.8607
1995-03-26 | 408.5143 | 214.8818 | 0 | 36.8511 | 0 | 1.7783 | 9.031 | 19.2083 | 0 | 0.0042866 | 22.5797
1995-03-26 01:00 | 374.9297 | 209.5162 | 0 | 34.8554 | 0 | 1.7786 | 8.0891 | 19.152 | 0 | 0.0042866 | 26.5889
1995-03-26 02:00 | 374.9421 | 205.2128 | 0 | 28.1319 | 0 | 1.7778 | 7.8148 | 18.9994 | 0 | 0.0042866 | 24.3491
1995-03-26 03:00 | 354.1525 | 205.895 | 0 | 36.3651 | 0 | 1.7769 | 8.7002 | 19.1545 | 0 | 0.0042866 | 25.4822
1995-03-26 04:00 | 354.5215 | 207.1806 | 0.017013 | 25.6996 | 0 | 1.7762 | 7.8724 | 18.9983 | 0 | 0.0042866 | 40.314
1995-03-26 05:00 | 352.5125 | 208.1883 | 4.3459 | 37.4971 | 0 | 1.7767 | 8.1457 | 19.3026 | 0 | 0.0042866 | 27.1929
1995-03-26 06:00 | 330.1082 | 216.6533 | 52.9552 | 25.1208 | 0 | 1.7751 | 9.036 | 19.4671 | 0 | 0.0042866 | 55.3698
1995-03-26 07:00 | 343.7091 | 221.2661 | 194.1011 | 28.0849 | 0 | 1.7764 | 8.349 | 19.6304 | 0 | 0.0042866 | 68.7496
1995-03-26 08:00 | 299.9621 | 234.1679 | 374.0836 | 29.7097 | 0 | 1.7795 | 8.1827 | 19.7765 | 0 | 0 | 1.0055
1995-03-26 09:00 | 309.2997 | 222.594 | 478.155 | 37.9707 | 0 | 1.7771 | 7.9454 | 19.3473 | 0 | 0 | 0.91786
1995-03-26 10:00 | 193.7415 | 226.9287 | 585.6018 | 21.8388 | 0 | 1.7783 | 7.9344 | 19.3407 | 0 | 0 | 0.12006
1995-03-26 11:00 | 274.492 | 224.7177 | 603.989 | 32.3863 | 0 | 1.78 | 7.953 | 19.4691 | 0 | 0 | 0.11809
1995-03-26 12:00 | 255.2967 | 232.0763 | 543.9324 | 20.5331 | 0 | 1.7821 | 7.6972 | 19.1705 | 0 | 0 | 0.24883
1995-03-26 13:00 | 271.7737 | 235.4012 | 554.2241 | 31.0646 | 0 | 1.7826 | 7.6711 | 19.2474 | 0 | 0 | 0
1995-03-26 14:00 | 249.0024 | 219.0151 | 459.4056 | 21.5761 | 0 | 1.7826 | 7.669 | 18.8433 | 0 | 0 | 12.1837
1995-03-26 15:00 | 301.0488 | 239.4935 | 376.7228 | 36.997 | 0 | 1.7875 | 7.7288 | 19.1848 | 0 | 0 | 10.0918
1995-03-26 16:00 | 270.3045 | 244.4116 | 208.6195 | 26.7165 | 0 | 1.7867 | 9.2825 | 19.3071 | 0 | 0.0042866 | 17.0168
1995-03-26 17:00 | 333.0644 | 246.204 | 83.5332 | 36.6901 | 0 | 1.7859 | 9.5244 | 19.5471 | 0 | 0.0042866 | 33.2978
1995-03-26 18:00 | 337.5271 | 239.5446 | 9.2245 | 55.4477 | 0 | 1.7852 | 9.6588 | 19.3813 | 0 | 0.0042866 | 55.9573
1995-03-26 19:00 | 323.1741 | 239.7201 | 0 | 34.6181 | 0 | 1.7846 | 9.2176 | 19.3967 | 0 | 0.0042866 | 86.5709
1995-03-26 20:00 | 353.8997 | 242.8162 | 0 | 43.7221 | 0 | 1.7791 | 10.9117 | 19.3126 | 0 | 0.0042866 | 43.9429
1995-03-26 21:00 | 357.5373 | 241.5243 | 0 | 48.6161 | 0 | 1.7692 | 10.3724 | 19.2366 | 0 | 0.0042866 | 35.2045
1995-03-26 22:00 | 342.6703 | 234.2908 | 0 | 45.2222 | 0 | 1.7694 | 9.0183 | 19.0774 | 0 | 0.0042866 | 41.7052
1995-03-26 23:00 | 350.9209 | 230.7704 | 0 | 29.5163 | 0 | 1.7677 | 9.8603 | 18.7857 | 0 | 0.0042866 | 30.3925
1995-03-27 | 363.8824 | 238.9761 | 0 | 56.221 | 0 | 1.7687 | 7.34 | 18.9471 | 0 | 0 | 33.675
1995-03-27 01:00 | 356.449 | 239.2176 | 0 | 49.9784 | 0 | 1.769 | 7.3235 | 18.7447 | 0 | 0 | 17.8276
1995-03-27 02:00 | 333.8367 | 241.2602 | 0 | 39.9118 | 0 | 1.7685 | 7.4924 | 18.9297 | 0 | 0 | 22.4343
1995-03-27 03:00 | 356.3677 | 246.7674 | 0 | 41.8836 | 0 | 1.7661 | 7.3736 | 18.9289 | 0 | 0 | 18.4678
1995-03-27 04:00 | 340.3971 | 249.8056 | 0.033759 | 48.0515 | 0 | 1.7633 | 7.1736 | 18.4886 | 0 | 0 | 20.5475
1995-03-27 05:00 | 329.1801 | 239.571 | 5.5338 | 47.0858 | 0 | 1.7616 | 7.429 | 18.7383 | 0 | 0 | 45.7777
1995-03-27 06:00 | 359.9899 | 253.0121 | 46.8134 | 45.036 | 0 | 1.7611 | 7.4251 | 18.6946 | 0 | 0 | 50.2084
1995-03-27 07:00 | 390.6124 | 254.7652 | 156.6168 | 46.9298 | 0 | 1.7623 | 7.8786 | 19.2446 | 0 | 0 | 13.3182
1995-03-27 08:00 | 387.9773 | 244.3952 | 300.2033 | 19.9064 | 0 | 1.7638 | 7.7938 | 19.0362 | 0 | 0 | 9.6271
1995-03-27 09:00 | 360.423 | 240.9556 | 423.0229 | 27.3896 | 0 | 1.7657 | 7.7906 | 19.1215 | 0 | 0 | 2.7844
1995-03-27 10:00 | 359.3857 | 224.45 | 438.2993 | 36.0508 | 0 | 1.7677 | 7.527 | 18.7677 | 0 | 0 | 12.0483
1995-03-27 11:00 | 329.087 | 238.2331 | 545.0216 | 38.2885 | 0 | 1.7691 | 7.6785 | 18.9794 | 0 | 0 | 2.2582
1995-03-27 12:00 | 388.8005 | 225.8602 | 561.8607 | 20.824 | 0 | 1.7704 | 7.219 | 18.4357 | 0 | 0 | 2.2833
1995-03-27 13:00 | 354.9925 | 234.5967 | 510.5488 | 34.1235 | 0 | 1.7724 | 7.5495 | 18.8765 | 0 | 0 | 32.2644
1995-03-27 14:00 | 430.6288 | 236.9122 | 460.7495 | 19.0176 | 0 | 1.784 | 7.5691 | 18.6047 | 0 | 0 | 5.0431
1995-03-27 15:00 | 403.2766 | 231.41 | 320.8838 | 30.9309 | 0 | 1.7842 | 7.4394 | 18.7573 | 0 | 0 | 7.4495
1995-03-27 16:00 | 432.5388 | 231.8723 | 189.0901 | 31.4953 | 0 | 1.7829 | 7.6449 | 18.845 | 0 | 0 | 8.4746
1995-03-27 17:00 | 411.1082 | 231.9706 | 61.7775 | 34.5525 | 0 | 1.7871 | 7.8133 | 18.9765 | 0 | 0 | 24.6841
1995-03-27 18:00 | 433.4626 | 227.6837 | 6.7302 | 33.8469 | 0 | 1.7866 | 8.1051 | 19.1328 | 0 | 0 | 78.7854
1995-03-27 19:00 | 432.3174 | 237.5752 | 0 | 26.5099 | 0 | 1.7892 | 8.1834 | 19.1864 | 0 | 0 | 38.2755
1995-03-27 20:00 | 405.5223 | 231.3774 | 0 | 39.7742 | 0 | 1.7888 | 8.0377 | 18.9581 | 0 | 0 | 58.2517
1995-03-27 21:00 | 405.6377 | 222.6399 | 0 | 32.7001 | 0 | 1.7881 | 8.0824 | 19.098 | 0 | 0 | 42.6604
1995-03-27 22:00 | 408.5777 | 222.044 | 0 | 37.5821 | 0 | 1.6489 | 8.3558 | 18.4666 | 0 | 0 | 22.2261
1995-03-27 23:00 | 410.2074 | 207.3164 | 0 | 34.4438 | 0 | 1.6486 | 7.895 | 18.9271 | 0 | 0 | 22.9633
1995-03-28 | 400.3974 | 218.1603 | 0 | 45.8113 | 13.8264 | 1.6502 | 7.8916 | 18.7787 | 0 | 0 | 16.5344
1995-03-28 01:00 | 362.2935 | 213.4445 | 0 | 48.74 | 13.8264 | 1.65 | 8.0402 | 19.0104 | 0 | 0 | 20.115
1995-03-28 02:00 | 363.4562 | 211.8964 | 0 | 47.9469 | 13.8264 | 1.6495 | 7.8536 | 18.4515 | 0 | 0 | 19.7547
1995-03-28 03:00 | 345.3701 | 211.1183 | 0 | 38.2642 | 13.8264 | 1.647 | 7.8383 | 18.7621 | 0 | 0 | 22.1189
1995-03-28 04:00 | 337.5938 | 218.0642 | 0.029747 | 37.4523 | 0 | 1.6444 | 7.6187 | 18.4758 | 0 | 0 | 21.5576
1995-03-28 05:00 | 323.0305 | 236.1354 | 3.4593 | 40.9085 | 0 | 1.6425 | 7.9525 | 18.8268 | 0 | 0 | 23.6082
1995-03-28 06:00 | 324.5838 | 246.3753 | 57.4574 | 33.6008 | 0 | 1.6422 | 7.3476 | 18.3934 | 0 | 0 | 19.5198
1995-03-28 07:00 | 312.8642 | 249.7707 | 213.8784 | 32.1266 | 0 | 1.6432 | 7.7502 | 19.0672 | 0 | 0 | 5.0648
1995-03-28 08:00 | 281.7478 | 241.7595 | 392.1919 | 23.1209 | 0 | 1.6448 | 7.4707 | 18.7979 | 0 | 0 | 0.51191
1995-03-28 09:00 | 227.2406 | 223.0048 | 512.6016 | 26.4908 | 0 | 1.6463 | 7.5605 | 18.7839 | 0 | 0 | 0.34402
1995-03-28 10:00 | 244.4275 | 225.9591 | 542.5088 | 21.2069 | 0 | 1.648 | 7.4326 | 18.384 | 0 | 0 | 0.31652
1995-03-28 11:00 | 238.2346 | 216.7999 | 601.1356 | 18.5786 | 0 | 1.6495 | 7.3903 | 18.3093 | 0 | 0 | 0.89956
1995-03-28 12:00 | 254.1695 | 208.8526 | 565.2995 | 17.8574 | 0 | 1.6506 | 7.3548 | 18.597 | 0 | 0 | 0.49774
1995-03-28 13:00 | 239.9064 | 194.8776 | 585.1036 | 21.7848 | 0 | 1.652 | 7.163 | 18.022 | 0 | 0 | 0.083087
1995-03-28 14:00 | 270.9937 | 183.9516 | 497.6346 | 17.9591 | 0 | 1.6527 | 7.3057 | 18.4706 | 0 | 0 | 0.11567
1995-03-28 15:00 | 285.2469 | 182.1423 | 377.4189 | 24.1332 | 0 | 1.6394 | 7.3681 | 18.5357 | 0 | 0 | 0.070399
1995-03-28 16:00 | 371.0649 | 166.236 | 209.7383 | 26.9804 | 0 | 1.6392 | 7.6149 | 18.8197 | 0 | 0 | 7.8361
1995-03-28 17:00 | 373.5885 | 158.4912 | 63.5448 | 34.4235 | 0 | 1.6387 | 7.6581 | 18.9516 | 0 | 0 | 52.4658
1995-03-28 18:00 | 418.2233 | 143.0797 | 7.7449 | 28.8218 | 0 | 1.6379 | 7.9319 | 19.4057 | 0 | 0 | 61.1252
1995-03-28 19:00 | 392.5822 | 150.9077 | 0 | 37.3834 | 0 | 1.6368 | 7.9951 | 19.4697 | 0 | 0 | 77.2246
1995-03-28 20:00 | 412.7721 | 164.1154 | 0 | 37.3442 | 0 | 1.6367 | 8.0057 | 19.468 | 0 | 0 | 57.6426
1995-03-28 21:00 | 400.1454 | 195.9883 | 0 | 39.2036 | 0 | 1.6332 | 7.9559 | 19.455 | 0 | 0 | 38.4072
1995-03-28 22:00 | 397.3779 | 228.9763 | 0 | 18.1941 | 0 | 1.6345 | 7.6157 | 19.1513 | 0 | 0 | 29.5252
1995-03-28 23:00 | 358.0297 | 229.1537 | 0 | 37.4096 | 0 | 1.6346 | 7.4739 | 19.2219 | 0 | 0 | 28.7891
1995-03-29 | 380.4644 | 228.8233 | 0 | 57.5092 | 0 | 1.6346 | 7.3607 | 19.0933 | 0.052253 | 0 | 60.0558
1995-03-29 01:00 | 382.4665 | 224.4264 | 0 | 43.2129 | 0 | 1.6345 | 7.2937 | 19.0842 | 0.052253 | 0 | 40.5538
1995-03-29 02:00 | 395.4293 | 217.725 | 0 | 38.6962 | 0 | 1.6334 | 7.0928 | 18.8168 | 0.052253 | 0 | 31.6091
1995-03-29 03:00 | 380.2073 | 221.3978 | 0 | 31.5137 | 0 | 1.6308 | 7.0864 | 18.8438 | 0.052253 | 0 | 25.0039
1995-03-29 04:00 | 405.3581 | 220.3118 | 0.023438 | 20.242 | 0 | 1.6262 | 7.3185 | 19.1089 | 0.052253 | 0 | 19.9453
1995-03-29 05:00 | 393.3588 | 213.2906 | 4.9463 | 33.8248 | 0 | 1.6243 | 7.4506 | 18.9948 | 0.052253 | 0 | 31.6555
1995-03-29 06:00 | 388.4861 | 210.6896 | 57.5512 | 28.0895 | 0 | 1.6239 | 7.6558 | 19.1516 | 0.052253 | 0 | 20.909
1995-03-29 07:00 | 361.4295 | 209.9101 | 205.4808 | 38.3382 | 0 | 1.6248 | 8.0904 | 19.5684 | 0.052253 | 0 | 13.045
1995-03-29 08:00 | 319.3741 | 205.7575 | 346.8087 | 28.2962 | 0 | 1.6264 | 7.8064 | 19.1813 | 0.052253 | 0 | 6.1758
1995-03-29 09:00 | 304.3565 | 194.5928 | 476.9968 | 19.3989 | 0 | 1.6276 | 7.7871 | 19.1341 | 0.041 | 0 | 2.9286
1995-03-29 10:00 | 271.2658 | 179.0059 | 587.0705 | 14.7346 | 0 | 1.6331 | 7.7427 | 18.9651 | 0.041 | 0 | 4.0981
1995-03-29 11:00 | 204.7735 | 182.14 | 643.1538 | 32.9213 | 0 | 1.6444 | 7.6347 | 19.0118 | 0.041 | 0 | 3.6249
1995-03-29 12:00 | 257.6547 | 187.1824 | 604.0421 | 15.4749 | 0 | 1.645 | 5.3252 | 18.2341 | 0.041 | 0 | 2.7103
1995-03-29 13:00 | 221.6783 | 190.4276 | 604.0977 | 22.7077 | 0 | 1.6454 | 5.3202 | 18.3538 | 0.041 | 0 | 1.5529
1995-03-29 14:00 | 243.9976 | 192.7736 | 522.651 | 26.8226 | 0 | 1.6325 | 5.3046 | 18.28 | 0.041 | 0 | 0.44243
1995-03-29 15:00 | 263.6043 | 191.2898 | 439.6895 | 21.7879 | 0 | 1.6323 | 5.3821 | 18.9685 | 0.041 | 0 | 5.6509
1995-03-29 16:00 | 345.0227 | 205.3004 | 253.1521 | 21.6245 | 0 | 1.6311 | 5.4531 | 18.5127 | 0.041 | 0 | 12.7346
1995-03-29 17:00 | 348.8509 | 207.8515 | 88.3167 | 23.9018 | 0.65 | 1.622 | 7.7967 | 19.2734 | 0.041 | 0 | 26.3901
1995-03-29 18:00 | 375.0898 | 204.152 | 6.6432 | 39.4938 | 0.65 | 1.6208 | 8.3325 | 19.3984 | 0.041 | 0 | 39.6045
1995-03-29 19:00 | 396.078 | 198.6492 | 0 | 37.5048 | 4.7442 | 1.62 | 9.3436 | 19.4393 | 0.041 | 0 | 29.2558
1995-03-29 20:00 | 395.7806 | 191.8118 | 0 | 45.9805 | 10.7808 | 1.6198 | 15.1746 | 19.6865 | 0.041 | 0 | 27.081
1995-03-29 21:00 | 407.3273 | 175.9134 | 0 | 34.865 | 14.4764 | 1.6195 | 15.0987 | 19.4892 | 0.041 | 0 | 31.4325
1995-03-29 22:00 | 386.8507 | 162.1019 | 0 | 42.7575 | 14.4764 | 1.6201 | 14.864 | 19.2545 | 0.041 | 0 | 29.1624
1995-03-29 23:00 | 351.0365 | 142.2806 | 0 | 46.7933 | 14.4764 | 1.6203 | 14.5759 | 19.1858 | 0.041 | 0 | 47.5506
1995-03-30 | 365.3105 | 125.3009 | 0 | 56.0321 | 14.4764 | 1.6049 | 14.4513 | 19.0976 | 0.041 | 0 | 51.8887
1995-03-30 01:00 | 358.7441 | 105.3635 | 0 | 51.7322 | 14.4764 | 1.6047 | 14.3652 | 19.0188 | 0.041 | 0 | 54.2334
1995-03-30 02:00 | 346.3731 | 94.9894 | 0 | 50.835 | 14.4764 | 1.6041 | 14.3507 | 18.9905 | 0.041 | 0 | 57.3581
1995-03-30 03:00 | 318.1326 | 89.8366 | 0 | 51.1309 | 14.4764 | 1.5856 | 14.3539 | 18.9712 | 0.041 | 0 | 81.0113
1995-03-30 04:00 | 329.5783 | 87.9695 | 0.038233 | 28.6467 | 14.4764 | 1.5827 | 14.3772 | 18.982 | 0.041 | 0 | 71.0606
1995-03-30 05:00 | 299.0365 | 81.2566 | 6.661 | 36.2493 | 14.4764 | 1.5807 | 14.3651 | 18.731 | 0 | 0 | 92.7821
1995-03-30 06:00 | 297.7509 | 80.5924 | 83.4031 | 45.1228 | 14.4764 | 1.5803 | 14.68 | 18.9035 | 0 | 0 | 43.8171
1995-03-30 07:00 | 246.9149 | 79.0341 | 285.2884 | 39.3922 | 3.4437 | 1.5811 | 13.7544 | 19.4145 | 0 | 0 | 22.4006
1995-03-30 08:00 | 214.7455 | 74.6642 | 504.5365 | 34.8901 | 0 | 1.5827 | 8.5202 | 19.4144 | 0 | 0 | 1.1838
1995-03-30 09:00 | 187.5178 | 76.4538 | 664.4225 | 24.463 | 0 | 1.584 | 8.3306 | 19.0276 | 0 | 0 | 0.24654
1995-03-30 10:00 | 170.2914 | 71.2364 | 717.6689 | 24.976 | 0 | 1.5856 | 8.0522 | 18.9839 | 0 | 0 | 1.21
1995-03-30 11:00 | 175.6189 | 76.1232 | 732.0309 | 20.0283 | 0 | 1.5869 | 7.9846 | 18.5738 | 0 | 0 | 1.1269
1995-03-30 12:00 | 171.1329 | 93.0113 | 692.8387 | 18.5279 | 0 | 1.5875 | 5.3849 | 18.1693 | 0 | 0 | 0.87048
1995-03-30 13:00 | 193.0349 | 118.6023 | 641.4999 | 18.2073 | 0 | 1.5878 | 5.5471 | 18.134 | 0 | 0 | 0.19786
1995-03-30 14:00 | 204.0977 | 132.5489 | 565.4808 | 23.9021 | 0 | 1.5883 | 5.409 | 18.1796 | 0 | 0 | 0.76331
1995-03-30 15:00 | 224.9012 | 143.4616 | 435.6606 | 25.0389 | 0 | 1.5881 | 5.4725 | 18.2412 | 0.041 | 0 | 7.5344
1995-03-30 16:00 | 254.6258 | 168.1875 | 286.7236 | 32.2695 | 0 | 1.5876 | 5.5337 | 18.3041 | 0.041 | 0 | 16.1175
1995-03-30 17:00 | 265.5952 | 187.8924 | 97.5149 | 35.2226 | 0 | 1.5867 | 7.7476 | 19.0209 | 0.041 | 0 | 33.9742
1995-03-30 18:00 | 298.8958 | 197.5283 | 7.3701 | 46.1892 | 0 | 1.5855 | 8.4769 | 19.4703 | 0.041 | 0 | 61.2613
1995-03-30 19:00 | 310.2319 | 206.438 | 0 | 41.8204 | 0 | 1.5844 | 10.1115 | 19.536 | 0.041 | 0 | 56.9496
1995-03-30 20:00 | 327.2514 | 210.3255 | 0 | 37.5909 | 0 | 1.5842 | 12.1091 | 19.4635 | 0.041 | 0 | 56.7405
1995-03-30 21:00 | 321.6449 | 213.8512 | 0 | 57.0325 | 0 | 1.5838 | 11.8529 | 19.0306 | 0.041 | 0 | 51.0638
1995-03-30 22:00 | 321.5875 | 216.4295 | 0 | 49.1387 | 0 | 1.5126 | 11.8071 | 19.2523 | 0 | 0 | 47.7072
1995-03-30 23:00 | 334.3831 | 221.7063 | 0 | 34.4715 | 0 | 1.5126 | 11.5165 | 19.1471 | 0 | 0 | 24.4779
1995-03-31 | 330.1827 | 226.0227 | 0 | 54.2857 | 0 | 1.5139 | 11.3913 | 18.7434 | 0 | 0 | 30.5339
1995-03-31 01:00 | 328.9567 | 226.1703 | 0 | 44.9812 | 0 | 1.521 | 11.1179 | 18.5464 | 0 | 0 | 35.2166
1995-03-31 02:00 | 327.3711 | 227.4705 | 0 | 38.2615 | 0 | 1.5205 | 10.7889 | 18.8643 | 0 | 0 | 26.9552
1995-03-31 03:00 | 328.3395 | 225.6363 | 0 | 35.8972 | 0 | 1.5184 | 10.6766 | 18.6371 | 0 | 0 | 26.8233
1995-03-31 04:00 | 331.4834 | 222.9971 | 0.039492 | 35.6764 | 0 | 1.5162 | 7.3671 | 18.7091 | 0 | 0 | 20.565
1995-03-31 05:00 | 313.8309 | 226.9915 | 5.6936 | 20.4032 | 0 | 1.5052 | 7.1055 | 18.9345 | 0 | 0 | 25.9715
1995-03-31 06:00 | 296.1033 | 224.1103 | 76.1618 | 30.0222 | 0 | 1.5114 | 7.2636 | 18.8386 | 0 | 0 | 10.2594
1995-03-31 07:00 | 257.2489 | 228.5959 | 241.0025 | 25.1533 | 0 | 1.5121 | 7.444 | 18.9764 | 0 | 0 | 25.2672
1995-03-31 08:00 | 213.7375 | 223.5728 | 394.475 | 24.8797 | 0 | 1.5132 | 7.4985 | 18.9635 | 0 | 0 | 0
1995-03-31 09:00 | 183.8525 | 225.8728 | 482.6349 | 24.3198 | 0 | 1.5461 | 7.4391 | 19.2566 | 0 | 0 | 0
1995-03-31 10:00 | 170.7786 | 223.2737 | 526.9427 | 18.7959 | 0 | 1.5476 | 7.4121 | 18.835 | 0 | 0 | 0
1995-03-31 11:00 | 184.7531 | 217.2945 | 527.193 | 21.1161 | 0 | 1.5489 | 7.3507 | 18.753 | 0 | 0 | 0
1995-03-31 12:00 | 196.8782 | 209.4455 | 515.3724 | 19.7673 | 0 | 1.5497 | 5.1936 | 17.8158 | 0 | 0 | 0.89531
1995-03-31 13:00 | 202.2015 | 197.2818 | 479.3486 | 13.4023 | 0 | 1.5503 | 7.1374 | 17.9069 | 0 | 0 | 3.4156
1995-03-31 14:00 | 246.1223 | 201.2508 | 400.0351 | 15.6594 | 0 | 1.5509 | 4.3047 | 17.228 | 0 | 0 | 6.883
1995-03-31 15:00 | 260.1722 | 197.4215 | 305.948 | 26.161 | 0 | 1.5089 | 5.1804 | 18.0255 | 0 | 0 | 22.7509
1995-03-31 16:00 | 294.5594 | 206.0164 | 204.8214 | 22.6636 | 0 | 1.5095 | 7.231 | 18.8072 | 0 | 0 | 22.0103
1995-03-31 17:00 | 312.6009 | 209.0739 | 73.0165 | 25.6235 | 0 | 1.5086 | 7.3486 | 18.8535 | 0 | 0 | 36.2651
1995-03-31 18:00 | 323.7876 | 217.6462 | 9.8972 | 35.1408 | 0 | 1.5073 | 7.6421 | 18.9733 | 0 | 0 | 34.1047
1995-03-31 19:00 | 331.2091 | 218.0608 | 0 | 23.2836 | 0 | 1.5062 | 7.6964 | 19.0905 | 0 | 0 | 31.5913
1995-03-31 20:00 | 357.7105 | 212.8561 | 0 | 33.2744 | 0 | 1.4943 | 7.7121 | 19.0787 | 0 | 0 | 25.6656
1995-03-31 21:00 | 343.4733 | 212.8668 | 0 | 34.298 | 0 | 1.5218 | 7.6052 | 18.9944 | 0 | 0 | 25.5112
1995-03-31 22:00 | 350.4756 | 211.4743 | 0 | 39.9596 | 0 | 1.5222 | 7.4656 | 18.9101 | 0 | 0 | 36.4316
1995-03-31 23:00 | 352.3443 | 218.747 | 0 | 24.4551 | 0 | 1.522 | 7.3307 | 18.9367 | 0 | 0 | 32.8314
1995-04-01 | 344.1974 | 217.903 | 0 | 38.087 | 0 | 1.5217 | 6.5993 | 18.7756 | 0 | 0 | 32.9648
1995-04-01 01:00 | 318.2962 | 210.6311 | 0 | 36.3768 | 0 | 1.5209 | 6.3083 | 17.0805 | 0 | 0 | 31.9917
1995-04-01 02:00 | 292.59 | 214.5207 | 0 | 42.5854 | 0 | 1.5198 | 6.1208 | 16.9983 | 0 | 0 | 28.6142
1995-04-01 03:00 | 294.6563 | 204.2524 | 0 | 22.0057 | 0 | 1.5161 | 6.4635 | 17.3697 | 0 | 0 | 28.5924
1995-04-01 04:00 | 294.0011 | 199.1606 | 0.037059 | 27.7293 | 0 | 1.5096 | 6.2379 | 16.923 | 0 | 0 | 27.4507
1995-04-01 05:00 | 271.685 | 193.3895 | 7.5014 | 23.9713 | 0 | 1.5051 | 6.3486 | 17.0675 | 0 | 0 | 31.6729
1995-04-01 06:00 | 234.4797 | 185.9892 | 59.9601 | 17.9884 | 0 | 1.5041 | 6.0926 | 16.5062 | 0 | 0 | 42.4122
1995-04-01 07:00 | 250.884 | 188.5067 | 187.1611 | 23.1653 | 0 | 1.5047 | 6.8347 | 17.4739 | 0 | 0 | 5.1872
1995-04-01 08:00 | 188.1361 | 184.3176 | 326.8113 | 27.2386 | 0 | 1.5065 | 6.4903 | 18.0183 | 0 | 0 | 3.234
1995-04-01 09:00 | 180.1437 | 188.9857 | 413.7247 | 9.5385 | 0 | 1.5179 | 6.3636 | 16.7051 | 0 | 0 | 0.2961
1995-04-01 10:00 | 176.8981 | 199.8052 | 423.9762 | 24.2106 | 0 | 1.5505 | 6.2332 | 16.5531 | 0 | 0 | 0.31676
1995-04-01 11:00 | 170.5661 | 208.7612 | 447.0542 | 28.8664 | 0 | 1.552 | 6.1906 | 16.695 | 0 | 0 | 0.8963
1995-04-01 12:00 | 183.517 | 204.2878 | 435.9935 | 14.509 | 0 | 1.553 | 6.1755 | 16.8638 | 0 | 0 | 0.62004
1995-04-01 13:00 | 206.2262 | 208.0159 | 417.5696 | 18.8236 | 0 | 1.5537 | 3.9639 | 15.4967 | 0 | 0 | 5.5989
1995-04-01 14:00 | 221.8817 | 209.7592 | 362.8771 | 17.9383 | 0 | 1.5545 | 4.003 | 15.9744 | 0 | 0 | 0.46386
1995-04-01 15:00 | 220.8086 | 210.6059 | 286.0813 | 16.1975 | 0 | 1.5228 | 4.0658 | 15.7827 | 0 | 0 | 1.8138
1995-04-01 16:00 | 257.8896 | 209.1912 | 189.1081 | 25.0962 | 0 | 1.4978 | 6.339 | 18.5386 | 0 | 0 | 9.3757
1995-04-01 17:00 | 262.2403 | 212.1123 | 68.8688 | 22.9755 | 0 | 1.4972 | 6.5488 | 18.3375 | 0 | 0 | 16.4802
1995-04-01 18:00 | 292.8231 | 209.9577 | 7.42 | 29.8828 | 0 | 1.4961 | 6.5733 | 17.4837 | 0 | 0 | 29.6146
1995-04-01 19:00 | 305.5897 | 211.7281 | 0 | 18.9035 | 0 | 1.4948 | 6.8014 | 17.0151 | 0 | 0 | 28.2088
1995-04-01 20:00 | 325.1051 | 215.8792 | 0 | 24.8862 | 0 | 1.4969 | 6.8249 | 16.8894 | 0 | 0 | 14.19
1995-04-01 21:00 | 309.0903 | 211.0688 | 0 | 31.1755 | 0 | 1.5232 | 6.6319 | 16.7392 | 0 | 0 | 18.4879
1995-04-01 22:00 | 308.7086 | 206.1597 | 0 | 39.2572 | 0 | 1.5536 | 6.485 | 16.8032 | 0 | 0 | 16.475
1995-04-01 23:00 | 290.9763 | 205.819 | 0 | 32.0288 | 0 | 1.5536 | 6.3802 | 16.4321 | 0 | 0 | 20.1615
1995-04-02 | 304.9579 | 219.2216 | 0 | 57.2179 | 0 | 1.5212 | 7.2392 | 18.6756 | 0 | 0.0042866 | 34.6838
1995-04-02 01:00 | 294.4812 | 213.3706 | 0 | 45.6613 | 0 | 1.5108 | 7.1571 | 18.2019 | 0 | 0.0042866 | 38.2583
1995-04-02 02:00 | 298.3591 | 215.2082 | 0 | 41.5398 | 0 | 1.5038 | 7.1347 | 18.1666 | 0 | 0.0042866 | 33.3565
1995-04-02 03:00 | 287.2109 | 207.5844 | 0 | 43.0647 | 0 | 1.5024 | 7.1277 | 18.4736 | 0 | 0.0042866 | 29.4833
1995-04-02 04:00 | 306.9214 | 218.1318 | 0.042984 | 32.4809 | 0 | 1.5016 | 6.3618 | 18.4479 | 0 | 0.0042866 | 35.6043
1995-04-02 05:00 | 272.0614 | 216.9678 | 7.6887 | 37.8803 | 0 | 1.5006 | 6.4888 | 18.2563 | 0 | 0.0042866 | 40.9411
1995-04-02 06:00 | 257.5954 | 214.7337 | 72.3928 | 30.8315 | 0 | 1.4996 | 7.2006 | 18.5163 | 0 | 0.0042866 | 36.3988
1995-04-02 07:00 | 258.2908 | 207.396 | 224.5009 | 35.8351 | 0 | 1.5006 | 6.8122 | 18.397 | 0 | 0 | 12.7658
1995-04-02 08:00 | 272.3269 | 223.0962 | 446.836 | 25.8474 | 0 | 1.5029 | 7.2435 | 19.4338 | 0 | 0 | 2.0169
1995-04-02 09:00 | 208.1477 | 205.9926 | 594.043 | 30.9118 | 0 | 1.5053 | 6.8974 | 19.0171 | 0 | 0 | 0
1995-04-02 10:00 | 195.3721 | 194.8764 | 657.3005 | 29.2802 | 0 | 1.5079 | 6.8172 | 18.4803 | 0 | 0 | 0.03731
1995-04-02 11:00 | 228.0912 | 197.218 | 704.5845 | 25.4788 | 0 | 1.5113 | 6.854 | 18.5953 | 0 | 0 | 0
1995-04-02 12:00 | 208.8697 | 198.3363 | 663.6705 | 38.2002 | 0 | 1.5153 | 6.5941 | 18.3032 | 0 | 0 | 1.2219
1995-04-02 13:00 | 202.7944 | 193.423 | 659.8914 | 18.101 | 0 | 1.5159 | 6.4419 | 18.0144 | 0 | 0 | 0.69405
1995-04-02 14:00 | 231.9375 | 203.9489 | 597.6889 | 42.1599 | 0 | 1.5168 | 6.615 | 18.3759 | 0 | 0 | 0.21025
1995-04-02 15:00 | 227.9467 | 198.8296 | 500.5195 | 21.674 | 0 | 1.5168 | 6.6179 | 18.2689 | 0 | 0 | 3.0131
1995-04-02 16:00 | 214.0357 | 206.2242 | 302.6737 | 26.909 | 0 | 1.5161 | 6.5785 | 18.1903 | 0 | 0 | 9.3183
1995-04-02 17:00 | 236.4046 | 201.2571 | 117.1178 | 35.2092 | 0 | 1.5153 | 7.3187 | 18.3232 | 0 | 0.0042866 | 54.7202
1995-04-02 18:00 | 254.4733 | 205.0956 | 11.2873 | 45.0067 | 13.9853 | 1.5244 | 7.6418 | 18.4039 | 0 | 0.0042866 | 84.7767
1995-04-02 19:00 | 260.9216 | 206.9215 | 0 | 52.7425 | 13.8264 | 1.5236 | 8.6983 | 18.5825 | 0 | 0.0042866 | 57.209
1995-04-02 20:00 | 264.2385 | 210.0836 | 0 | 63.3113 | 13.8264 | 1.5232 | 7.8945 | 18.3359 | 0 | 0.0042866 | 28.8577
1995-04-02 21:00 | 257.1993 | 204.3622 | 0 | 63.8422 | 13.8264 | 1.511 | 7.9639 | 18.5713 | 0 | 0.0042866 | 33.0077
1995-04-02 22:00 | 261.88 | 208.413 | 0 | 60.0268 | 13.8264 | 1.5129 | 8.3754 | 18.2134 | 0 | 0.0042866 | 36.674
1995-04-02 23:00 | 270.6438 | 202.0124 | 0 | 59.4507 | 13.8264 | 1.485 | 7.594 | 18.0672 | 0 | 0.0042866 | 37.876
1995-04-03 | 316.0137 | 203.5795 | 0 | 62.4013 | 14.5623 | 1.4889 | 8.4589 | 18.4088 | 0 | 0.0042866 | 27.8806
1995-04-03 01:00 | 289.35 | 201.1558 | 0 | 50.8993 | 13.8264 | 1.4894 | 8.3599 | 18.2731 | 0 | 0.0042866 | 30.8232
1995-04-03 02:00 | 283.3768 | 200.0568 | 0 | 52.2138 | 15.4264 | 1.4892 | 8.4173 | 18.2497 | 0 | 0.0042866 | 21.7395
1995-04-03 03:00 | 280.5627 | 198.3342 | 0 | 47.9434 | 14.3721 | 1.4911 | 8.0938 | 18.2509 | 0 | 0.0042866 | 15.4252
1995-04-03 04:00 | 279.6447 | 190.1779 | 0.053895 | 41.7581 | 13.8264 | 1.4982 | 8.515 | 18.2715 | 0 | 0.0042866 | 37.1067
1995-04-03 05:00 | 269.775 | 187.453 | 8.072 | 47.004 | 13.8264 | 1.4966 | 8.5255 | 18.3265 | 0 | 0.0042866 | 64.9261
1995-04-03 06:00 | 299.627 | 186.0287 | 92.9156 | 47.3699 | 15.4264 | 1.4963 | 8.933 | 18.3857 | 0 | 0.0042866 | 25.588
1995-04-03 07:00 | 299.3278 | 175.4792 | 299.6312 | 35.4535 | 15.4264 | 1.498 | 8.3082 | 18.4297 | 0 | 0.0042866 | 6.7451
1995-04-03 08:00 | 277.5405 | 167.3651 | 517.1504 | 33.4825 | 13.8264 | 1.5006 | 7.5123 | 18.3797 | 0 | 0 | 2.4246
1995-04-03 09:00 | 204.1661 | 163.5376 | 654.1208 | 57.0956 | 13.8264 | 1.5042 | 7.4303 | 18.3471 | 0 | 0 | 0.55331
1995-04-03 10:00 | 224.6138 | 154.5519 | 718.531 | 28.7109 | 15.4264 | 1.5089 | 7.3926 | 18.1504 | 0 | 0 | 0
1995-04-03 11:00 | 165.6759 | 161.2257 | 746.6285 | 44.7685 | 13.8264 | 1.5106 | 7.28 | 18.2541 | 0 | 0 | 0.32692
1995-04-03 12:00 | 231.112 | 164.7783 | 757.247 | 31.1705 | 13.8264 | 1.5215 | 7.168 | 18.5729 | 0 | 0 | 0.23339
1995-04-03 13:00 | 240.3967 | 166.0833 | 716.974 | 48.4445 | 13.8264 | 1.5346 | 7.1419 | 18.5191 | 0 | 0 | 1.3075
1995-04-03 14:00 | 264.7872 | 169.8806 | 636.2407 | 42.1993 | 13.8264 | 1.5356 | 7.1859 | 18.4645 | 0 | 0 | 0
1995-04-03 15:00 | 198.6887 | 177.0093 | 502.6032 | 36.1553 | 13.8264 | 1.5516 | 7.2104 | 18.606 | 0 | 0 | 1.0203
1995-04-03 16:00 | 253.076 | 173.0807 | 330.4825 | 39.2576 | 16.0764 | 1.5391 | 8.8896 | 18.6494 | 0 | 0.0042866 | 3.7148
1995-04-03 17:00 | 243.9821 | 160.585 | 119.1969 | 43.6518 | 16.0764 | 1.5384 | 9.5118 | 18.7738 | 0 | 0.050817 | 39.0728
1995-04-03 18:00 | 267.3927 | 143.2183 | 10.9368 | 66.0986 | 16.0764 | 1.5383 | 9.8612 | 19.0245 | 0 | 0.050817 | 84.3157
1995-04-03 19:00 | 288.2731 | 128.7328 | 0 | 81.7444 | 16.0764 | 1.5373 | 10.1454 | 19.0753 | 0 | 0.050817 | 71.4568
1995-04-03 20:00 | 286.1286 | 119.6993 | 0 | 70.9234 | 16.0764 | 1.6755 | 10.7286 | 19.1118 | 0 | 0.050817 | 85.3295
1995-04-03 21:00 | 284.7653 | 114.0169 | 0 | 74.8382 | 16.0764 | 1.675 | 9.2759 | 19.0904 | 0 | 0.050817 | 66.2459
1995-04-03 22:00 | 289.878 | 106.0606 | 0 | 76.4841 | 14.4764 | 1.6761 | 9.8289 | 19.0074 | 0 | 0.050817 | 75.5975
1995-04-03 23:00 | 294.886 | 103.4407 | 0 | 61.775 | 14.4764 | 1.6761 | 9.3863 | 18.8899 | 0 | 0.050817 | 63.8327
1995-04-04 | 312.767 | 103.0032 | 0 | 76.0797 | 17.41 | 1.6784 | 10.3339 | 18.8248 | 0.44094 | 0.63178 | 35.7947
1995-04-04 01:00 | 310.2635 | 109.8852 | 0 | 74.9167 | 17.4043 | 1.6785 | 10.1882 | 18.7485 | 0.40213 | 0.63178 | 23.6921
1995-04-04 02:00 | 307.6334 | 118.86 | 0 | 67.9124 | 17.41 | 1.678 | 10.1436 | 18.7206 | 0.40213 | 0.63178 | 13.9796
1995-04-04 03:00 | 307.185 | 124.5181 | 0 | 58.4908 | 17.41 | 1.6749 | 14.3863 | 18.715 | 0.40213 | 0.63178 | 22.4643
1995-04-04 04:00 | 293.9085 | 137.2233 | 0.072674 | 62.4136 | 17.1466 | 1.6717 | 9.369 | 18.7588 | 0.35705 | 0.63178 | 35.8216
1995-04-04 05:00 | 282.4244 | 156.0958 | 12.35 | 59.589 | 15.4264 | 1.6698 | 10.2809 | 18.8231 | 0.3048 | 0.63178 | 35.2497
1995-04-04 06:00 | 254.2715 | 165.2251 | 97.784 | 61.1357 | 14.5783 | 1.6697 | 8.63 | 18.8671 | 0.3048 | 0.58525 | 19.8687
1995-04-04 07:00 | 210.4021 | 166.4059 | 277.866 | 51.8838 | 15.4264 | 1.6708 | 8.1182 | 18.7506 | 0.3048 | 0.56929 | 9.5347
1995-04-04 08:00 | 205.6421 | 165.8515 | 479.1325 | 44.6975 | 15.4264 | 1.6732 | 7.739 | 18.6783 | 0 | 0 | 4.6996
1995-04-04 09:00 | 172.1123 | 161.7471 | 656.4834 | 39.7 | 12.0689 | 1.6753 | 7.6936 | 18.5719 | 0 | 0 | 0.011631
1995-04-04 10:00 | 121.0753 | 148.5125 | 722.2363 | 33.2865 | 15.4264 | 1.6778 | 7.6697 | 18.5956 | 0 | 0 | 0
1995-04-04 11:00 | 171.0039 | 146.4046 | 720.6558 | 31.2573 | 5.6711 | 1.6798 | 7.6273 | 18.5193 | 0 | 0 | 0.76844
1995-04-04 12:00 | 169.6178 | 144.8978 | 720.8752 | 24.7819 | 15.4264 | 1.6927 | 7.5442 | 18.4834 | 0 | 0 | 0
1995-04-04 13:00 | 140.1189 | 146.6923 | 725.1729 | 32.5167 | 1.6 | 1.6937 | 7.5152 | 18.4916 | 0 | 0 | 0
1995-04-04 14:00 | 205.0639 | 143.9085 | 618.3439 | 40.5751 | 3.4295 | 1.6956 | 7.5552 | 18.5649 | 0 | 0 | 0.11861
1995-04-04 15:00 | 207.5659 | 139.662 | 504.0657 | 41.6704 | 7.7829 | 1.6961 | 10.6593 | 18.5533 | 0 | 0.0042866 | 0.15815
1995-04-04 16:00 | 236.5368 | 135.1629 | 316.3701 | 40.9848 | 15.4264 | 1.6666 | 18.0776 | 18.5495 | 0.24365 | 0.0042866 | 5.8168
1995-04-04 17:00 | 260.0946 | 126.973 | 112.146 | 47.1628 | 15.4264 | 1.6651 | 18.9457 | 18.6201 | 0.2658 | 0.58525 | 22.8385
1995-04-04 18:00 | 274.9427 | 123.6954 | 10.5685 | 58.9474 | 15.4264 | 1.664 | 22.5151 | 18.6986 | 0.2658 | 0.60041 | 42.6798
1995-04-04 19:00 | 280.013 | 117.3162 | 0 | 73.1163 | 15.4264 | 1.663 | 20.7832 | 18.8615 | 0.2658 | 0.63178 | 31.7422
1995-04-04 20:00 | 266.3936 | 111.824 | 0 | 71.0832 | 15.4264 | 1.663 | 24.791 | 18.891 | 0.2658 | 0.63178 | 51.8443
1995-04-04 21:00 | 262.3964 | 106.1843 | 0 | 77.9186 | 16.76 | 1.6626 | 25.1292 | 18.8721 | 0.37979 | 0.63178 | 44.0271
1995-04-04 22:00 | 233.1253 | 90.2111 | 0 | 82.0914 | 16.76 | 1.6633 | 25.382 | 18.7793 | 0.37979 | 0.63178 | 33.2349
1995-04-04 23:00 | 220.5343 | 81.9643 | 0 | 69.7261 | 16.76 | 1.6635 | 24.995 | 18.6616 | 0.37979 | 0.63178 | 60.8782
1995-04-05 | 221.9976 | 76.9118 | 0 | 96.7398 | 16.76 | 1.6635 | 41.6195 | 18.859 | 0.37979 | 0.63178 | 57.913
1995-04-05 01:00 | 207.9748 | 74.7701 | 0 | 91.2193 | 16.76 | 1.6633 | 33.2609 | 18.7732 | 0.41861 | 0.63178 | 68.8966
1995-04-05 02:00 | 193.0615 | 73.4475 | 0 | 83.403 | 16.76 | 1.6626 | 26.2312 | 18.8241 | 0.41861 | 0.63178 | 88.8661
1995-04-05 03:00 | 187.7937 | 76.9672 | 0 | 87.6097 | 16.76 | 1.6592 | 29.3421 | 18.9101 | 0.41861 | 0.58525 | 74.7685
1995-04-05 04:00 | 172.2728 | 92.6902 | 0.094586 | 83.4171 | 16.76 | 1.6559 | 17.6031 | 19.002 | 0.41861 | 0.58525 | 71.3481
1995-04-05 05:00 | 154.1848 | 110.4648 | 11.4022 | 84.925 | 15.16 | 1.6533 | 17.0427 | 19.0355 | 0.41861 | 0.58525 | 88.9852
1995-04-05 06:00 | 140.3556 | 121.9501 | 115.636 | 78.8982 | 15.16 | 1.6527 | 15.3294 | 19.0637 | 0.41861 | 0.58525 | 38.4694
1995-04-05 07:00 | 117.0123 | 142.4666 | 347.4197 | 62.3875 | 14.0372 | 1.6541 | 14.8202 | 19.0726 | 0.052253 | 0.0042866 | 5.7158
1995-04-05 08:00 | 93.5734 | 158.6614 | 567.922 | 40.5613 | 15.311 | 1.6561 | 8.4339 | 19.0963 | 0.052253 | 0.0042866 | 0.42557
1995-04-05 09:00 | 77.942 | 166.1554 | 740.4089 | 28.0035 | 1.1214 | 1.6579 | 6.8854 | 18.8028 | 0.052253 | 0 | 0.054774
1995-04-05 10:00 | 67.7698 | 152.2208 | 829.421 | 28.1639 | 0.44731 | 1.66 | 6.8661 | 18.8462 | 0.052253 | 0 | 1.2036
1995-04-05 11:00 | 77.7618 | 156.6668 | 829.9458 | 27.5866 | 0 | 1.662 | 6.782 | 18.6926 | 0.052253 | 0 | 0.024183
1995-04-05 12:00 | 89.3205 | 151.3683 | 810.0351 | 23.2929 | 0 | 1.6525 | 6.6486 | 18.7163 | 0.052253 | 0 | 0
1995-04-05 13:00 | 99.8115 | 170.3286 | 741.2899 | 15.0941 | 0 | 1.6533 | 6.6711 | 18.7545 | 0.052253 | 0 | 0
1995-04-05 14:00 | 111.0717 | 184.0786 | 661.9791 | 22.6975 | 0 | 1.654 | 6.7311 | 18.9104 | 0.052253 | 0 | 1.149
1995-04-05 15:00 | 124.466 | 193.0298 | 485.1557 | 33.857 | 1.9836 | 1.6541 | 7.8726 | 18.9596 | 0.13066 | 0.0042866 | 2.2953
1995-04-05 16:00 | 128.489 | 201.9481 | 307.3132 | 48.4334 | 12.7702 | 1.6537 | 14.0386 | 19.2277 | 0.13066 | 0.019936 | 24.3839
1995-04-05 17:00 | 151.5465 | 204.566 | 112.4451 | 49.2288 | 15.81 | 1.6527 | 21.3291 | 19.2732 | 0.13066 | 0.020247 | 57.5439
1995-04-05 18:00 | 178.9933 | 206.4716 | 11.071 | 68.1586 | 15.81 | 1.6514 | 27.5833 | 19.3045 | 0.13066 | 0.020247 | 80.3586
1995-04-05 19:00 | 203.5642 | 204.1353 | 0 | 57.6763 | 15.81 | 1.6503 | 36.4495 | 19.4208 | 0.13066 | 0.020247 | 69.9044
1995-04-05 20:00 | 215.1637 | 199.448 | 0 | 72.667 | 15.81 | 1.6419 | 37.4568 | 19.4506 | 0.13066 | 0.020247 | 56.971
1995-04-05 21:00 | 218.7012 | 195.4544 | 0 | 67.6746 | 15.81 | 1.6414 | 37.9374 | 19.3681 | 0.13066 | 0.020247 | 52.9346
1995-04-05 22:00 | 239.4386 | 198.2275 | 0 | 60.7804 | 15.81 | 1.6421 | 23.6765 | 19.2841 | 0.13066 | 0.020247 | 54.0658
1995-04-05 23:00 | 238.5832 | 193.3506 | 0 | 54.2655 | 15.81 | 1.6662 | 33.2551 | 19.1881 | 0.13066 | 0.020247 | 24.019
1995-04-06 | 229.9422 | 191.3371 | 0 | 89.5243 | 17.41 | 1.6661 | 34.4353 | 19.2985 | 0.13066 | 0.020247 | 31.3767
1995-04-06 01:00 | 225.8599 | 192.11 | 0 | 82.1081 | 16.7106 | 1.6657 | 19.1788 | 19.2913 | 0.13066 | 0.020247 | 45.0603
1995-04-06 02:00 | 227.096 | 189.5934 | 0 | 80.6053 | 17.41 | 1.6647 | 19.669 | 19.2709 | 0.13066 | 0.020247 | 37.7043
1995-04-06 03:00 | 212.6968 | 186.0251 | 0 | 73.4953 | 17.41 | 1.661 | 19.4972 | 19.2338 | 0.13066 | 0.020247 | 39.1831
1995-04-06 04:00 | 228.924 | 180.8506 | 0.10635 | 57.4554 | 17.41 | 1.6574 | 18.8888 | 19.2574 | 0.13066 | 0.020247 | 32.0153
1995-04-06 05:00 | 225.3081 | 176.8452 | 14.3668 | 56.5648 | 17.41 | 1.6527 | 17.3234 | 19.3494 | 0.052253 | 0.020247 | 37.251
1995-04-06 06:00 | 214.5778 | 177.7503 | 101.4547 | 47.5358 | 17.41 | 1.6517 | 10.5107 | 19.5618 | 0.052253 | 0.0042866 | 21.3525
1995-04-06 07:00 | 201.2921 | 169.1602 | 272.2693 | 47.8876 | 15.4264 | 1.6532 | 10.1824 | 19.6674 | 0 | 0.0042866 | 6.382
1995-04-06 08:00 | 186.3272 | 166.8022 | 439.992 | 37.1519 | 15.4264 | 1.657 | 8.4105 | 19.5912 | 0 | 0.0042866 | 3.3797
1995-04-06 09:00 | 166.9384 | 159.9748 | 559.0739 | 34.7032 | 15.4264 | 1.6585 | 8.4538 | 19.4979 | 0 | 0.0042866 | 1.1995
1995-04-06 10:00 | 161.8615 | 149.5767 | 603.041 | 32.247 | 15.4264 | 1.6607 | 7.906 | 19.4289 | 0 | 0.0042866 | 5.1764
1995-04-06 11:00 | 174.9957 | 142.693 | 605.7914 | 32.7041 | 15.4264 | 1.6626 | 7.8357 | 19.3879 | 0 | 0.0042866 | 0.31346
1995-04-06 12:00 | 176.0357 | 143.0542 | 619.0065 | 28.8622 | 14.9946 | 1.6774 | 7.6787 | 19.2945 | 0 | 0.0042866 | 0.12096
1995-04-06 13:00 | 179.9292 | 141.7876 | 577.5496 | 27.919 | 15.4264 | 1.6782 | 7.6758 | 19.2547 | 0 | 0.0042866 | 0.63852
1995-04-06 14:00 | 201.7657 | 142.3279 | 506.558 | 25.4045 | 15.4264 | 1.6789 | 7.7334 | 19.3367 | 0 | 0.0042866 | 0.59884
1995-04-06 15:00 | 212.759 | 144.5163 | 433.3259 | 36.0552 | 15.4264 | 1.679 | 8.4926 | 19.3789 | 0 | 0.0042866 | 0.85791
1995-04-06 16:00 | 251.9867 | 149.8525 | 258.7904 | 41.5298 | 15.4264 | 1.6785 | 10.3612 | 19.4743 | 0.63374 | 0.0042866 | 10.0441
1995-04-06 17:00 | 257.3336 | 149.9033 | 107.3822 | 45.6465 | 15.4264 | 1.6776 | 14.4475 | 19.5072 | 0.799 | 0.020247 | 26.7931
1995-04-06 18:00 | 274.0246 | 146.9692 | 11.3912 | 65.9057 | 15.4264 | 1.676 | 19.4563 | 19.5286 | 0.799 | 0.020247 | 52.923
1995-04-06 19:00 | 278.8476 | 146.3267 | 0 | 73.3077 | 16.5061 | 1.6747 | 16.3137 | 19.6159 | 0.704 | 0.020247 | 52.9852
1995-04-06 20:00 | 283.0698 | 144.5022 | 0 | 77.6039 | 17.41 | 1.6745 | 16.5897 | 19.6831 | 0.704 | 0.020247 | 46.1432
1995-04-06 21:00 | 288.4885 | 143.8381 | 0 | 67.1186 | 17.41 | 1.6738 | 27.6399 | 19.6604 | 0.704 | 0.020247 | 46.2748
1995-04-06 22:00 | 271.241 | 143.5884 | 0 | 72.9964 | 17.41 | 1.6746 | 15.455 | 19.4728 | 0.704 | 0.020247 | 46.1803
1995-04-06 23:00 | 272.088 | 151.4751 | 0 | 59.0824 | 17.41 | 1.6747 | 15.5966 | 19.3645 | 0.704 | 0.020247 | 46.072
1995-04-07 | 267.1276 | 167.5842 | 0 | 76.0303 | 17.41 | 1.6745 | 9.0219 | 19.2816 | 0.704 | 0.0042866 | 37.9967
1995-04-07 01:00 | 260.3924 | 181.8195 | 0 | 70.2214 | 16.4452 | 1.6742 | 9.3766 | 19.1762 | 0.704 | 0.0042866 | 18.9098
1995-04-07 02:00 | 245.4964 | 186.049 | 0 | 69.597 | 15.4264 | 1.6733 | 8.082 | 18.7134 | 0.704 | 0.0042866 | 15.1768
1995-04-07 03:00 | 261.6275 | 185.4218 | 0 | 52.4497 | 16.809 | 1.6693 | 9.0804 | 18.8879 | 0.609 | 0.0042866 | 30.1558
1995-04-07 04:00 | 237.3497 | 186.171 | 0.12456 | 50.4507 | 16.809 | 1.6628 | 8.0925 | 18.6242 | 0.609 | 0.0042866 | 23.5303
1995-04-07 05:00 | 253.4503 | 188.3183 | 9.9468 | 46.1287 | 16.809 | 1.6583 | 8.8036 | 18.9699 | 0.472 | 0.0042866 | 24.3333
1995-04-07 06:00 | 204.5373 | 187.2968 | 82.352 | 45.1487 | 7.5641 | 1.6657 | 7.6107 | 18.8019 | 0 | 0.0042866 | 17.2173
1995-04-07 07:00 | 207.768 | 199.6564 | 248.3874 | 36.526 | 0.83085 | 1.667 | 8.2138 | 19.028 | 0 | 0.0042866 | 1.737
1995-04-07 08:00 | 201.6081 | 200.4935 | 401.7383 | 34.013 | 0 | 1.6704 | 7.3694 | 19.0739 | 0 | 0.0042866 | 0
1995-04-07 09:00 | 157.4084 | 200.2453 | 503.4773 | 34.8999 | 0 | 1.6731 | 7.3539 | 19.4556 | 0 | 0.0042866 | 0.21937
1995-04-07 10:00 | 175.8986 | 195.3149 | 534.1232 | 33.8346 | 0 | 1.6775 | 7.1733 | 18.9317 | 0 | 0.0042866 | 0.66861
1995-04-07 11:00 | 164.8776 | 196.1472 | 556.9379 | 27.1854 | 0 | 1.6796 | 6.8042 | 19.2424 | 0 | 0.0042866 | 0.58969
1995-04-07 12:00 | 186.2654 | 189.7431 | 535.9154 | 27.639 | 0 | 1.6809 | 6.5925 | 18.8029 | 0 | 0.0042866 | 0.044366
1995-04-07 13:00 | 201.2601 | 187.8095 | 485.2952 | 34.8933 | 0 | 1.6819 | 6.8857 | 19.2069 | 0 | 0.0042866 | 0.2354
1995-04-07 14:00 | 202.5241 | 190.2759 | 454.8515 | 24.9333 | 0 | 1.6828 | 6.5724 | 18.8465 | 0 | 0.0042866 | 1.0051
1995-04-07 15:00 | 200.9557 | 190.2644 | 367.2105 | 34.1453 | 0 | 1.6829 | 6.9318 | 19.3197 | 0 | 0.0042866 | 3.0789
1995-04-07 16:00 | 247.4405 | 192.6358 | 238.1881 | 38.3132 | 0.19401 | 1.6824 | 7.0482 | 19.0486 | 0.052253 | 0.0042866 | 9.9109
1995-04-07 17:00 | 263.4028 | 192.7014 | 102.2307 | 37.4625 | 1.9836 | 1.6812 | 8.0868 | 19.3494 | 0.052253 | 0.0042866 | 33.3831
1995-04-07 18:00 | 254.0219 | 195.8523 | 12.2637 | 50.763 | 1.9836 | 1.6799 | 9.4256 | 19.1106 | 0.052253 | 0.0042866 | 52.905
1995-04-07 19:00 | 263.3192 | 206.7655 | 0 | 50.3365 | 1.9836 | 1.6781 | 9.1193 | 19.1115 | 0.052253 | 0.0042866 | 31.9882
1995-04-07 20:00 | 285.3413 | 212.0802 | 0 | 40.628 | 1.9836 | 1.6782 | 9.2184 | 19.0942 | 0.052253 | 0.0042866 | 42.0016
1995-04-07 21:00 | 268.7968 | 218.6679 | 0 | 47.4785 | 7.6313 | 1.6775 | 9.4344 | 19.0676 | 0.052253 | 0.0042866 | 27.0917
1995-04-07 22:00 | 259.6169 | 211.1894 | 0 | 44.6922 | 11.8013 | 1.6783 | 9.213 | 18.8881 | 0.052253 | 0.0042866 | 64.0764
1995-04-07 23:00 | 278.1163 | 213.3184 | 0 | 34.9328 | 15.4226 | 1.6782 | 8.6419 | 18.6508 | 0.052253 | 0.0042866 | 26.2892
1995-04-08 | 258.9735 | 215.2086 | 0 | 48.0078 | 0.65 | 1.678 | 6.6544 | 18.9311 | 0 | 0.0042866 | 58.5525
1995-04-08 01:00 | 268.1027 | 208.5129 | 0 | 50.82 | 0.65 | 1.6773 | 6.5993 | 18.0723 | 0 | 0.0042866 | 42.8745
1995-04-08 02:00 | 268.4756 | 207.988 | 0 | 45.5718 | 0.65 | 0.76875 | 6.5721 | 11.9101 | 0 | 0.0042866 | 39.2503
1995-04-08 03:00 | 279.3022 | 202.2217 | 0 | 39.1031 | 0 | 1.6675 | 6.486 | 16.8364 | 0 | 0.0042866 | 21.1414
1995-04-08 04:00 | 280.3849 | 199.7524 | 0.15435 | 32.5334 | 0 | 1.6625 | 6.4859 | 16.5167 | 0 | 0.0042866 | 25.596
1995-04-08 05:00 | 275.4669 | 190.9378 | 11.2511 | 28.6088 | 0 | 0 | 6.5594 | 17.4478 | 0 | 0.0042866 | 33.0613
1995-04-08 06:00 | 260.228 | 195.6957 | 90.7725 | 18.9606 | 0 | 1.633 | 6.5656 | 17.0694 | 0 | 0 | 19.8185
1995-04-08 07:00 | 219.393 | 203.0359 | 256.7063 | 37.5225 | 0 | 0 | 6.6797 | 16.9392 | 0 | 0 | 5.2289
1995-04-08 08:00 | 170.8086 | 193.7763 | 413.152 | 25.6535 | 0 | 0 | 6.6174 | 11.2343 | 0 | 0 | 4.6828
1995-04-08 09:00 | 165.0442 | 185.2498 | 540.2821 | 16.5627 | 0 | 0 | 5.6497 | 11.5705 | 0 | 0 | 0.6816
1995-04-08 10:00 | 122.5254 | 192.7866 | 579.9737 | 20.3346 | 0 | 0 | 6.3465 | 15.2811 | 0 | 0 | 6.0864
1995-04-08 11:00 | 161.7929 | 140.8092 | 619.8802 | 27.8748 | 0 | 1.2756 | 5.5014 | 11.0342 | 0 | 0 | 0.041326
1995-04-08 12:00 | 168.13 | 188.4814 | 587.1368 | 24.2151 | 0 | 0 | 5.4069 | 12.3021 | 0 | 0 | 0.1232
1995-04-08 13:00 | 167.4101 | 138.1567 | 598.2461 | 24.1069 | 0 | 0 | 5.2353 | 10.9334 | 0 | 0 | 1.3956
1995-04-08 14:00 | 138.5823 | 184.5212 | 519.3622 | 26.1116 | 0 | 0 | 5.3809 | 16.174 | 0 | 0 | 4.8449
1995-04-08 15:00 | 209.3373 | 144.6428 | 419.2766 | 27.358 | 0 | 0 | 5.2517 | 12.293 | 0 | 0 | 2.8682
1995-04-08 16:00 | 233.6378 | 188.9166 | 273.7836 | 30.4702 | 0 | 0 | 5.1862 | 12.4659 | 0 | 0 | 15.2522
1995-04-08 17:00 | 266.4999 | 195.1524 | 102.9677 | 30.1637 | 0 | 1.6001 | 6.1514 | 11.906 | 0 | 0 | 28.2539
1995-04-08 18:00 | 291.5481 | 208.4797 | 12.6621 | 30.6596 | 0 | 1.5978 | 6.5197 | 18.4631 | 0 | 0 | 46.3793
1995-04-08 19:00 | 304.0166 | 207.8221 | 0 | 32.3355 | 0 | 1.5961 | 7.072 | 18.8083 | 0 | 0 | 29.614
1995-04-08 20:00 | 324.4061 | 207.0163 | 0 | 38.3428 | 0 | 1.5957 | 7.2118 | 19.02 | 0 | 0 | 31.8889
1995-04-08 21:00 | 327.9218 | 208.1758 | 0 | 46.1604 | 0 | 1.595 | 7.1595 | 18.9895 | 0 | 0 | 12.6263
1995-04-08 22:00 | 330.0445 | 197.12 | 0 | 34.1771 | 15.209 | 1.5965 | 7.1085 | 18.9342 | 0 | 0 | 16.0129
1995-04-08 23:00 | 325.1353 | 191.3221 | 0 | 39.9261 | 5.5199 | 1.6049 | 7.0073 | 18.9305 | 0 | 0 | 8.3019
1995-04-09 | 391.3134 | 183.5562 | 0 | 69.4897 | 15.209 | 1.6001 | 29.9328 | 19.2622 | 0.40135 | 0 | 22.8766
1995-04-09 01:00 | 378.4973 | 177.1484 | 0 | 60.3558 | 15.209 | 1.6004 | 35.6792 | 19.1379 | 0.40135 | 0 | 27.4149
1995-04-09 02:00 | 372.3682 | 172.6798 | 0 | 56.7276 | 15.209 | 1.5991 | 35.6558 | 19.2188 | 0.40135 | 0 | 25.0326
1995-04-09 03:00 | 370.3146 | 169.8595 | 0 | 57.1849 | 15.209 | 1.5978 | 34.3539 | 19.139 | 0.4235 | 0 | 25.1315
1995-04-09 04:00 | 370.4563 | 171.919 | 0.12097 | 46.9447 | 15.209 | 1.5968 | 35.0141 | 19.2232 | 0.4235 | 0 | 37.4092
1995-04-09 05:00 | 366.1476 | 172.9051 | 13.1772 | 57.1245 | 15.209 | 1.5934 | 32.5721 | 19.2642 | 0.4235 | 0 | 41.3275
1995-04-09 06:00 | 349.6539 | 169.0497 | 119.8009 | 51.2112 | 15.3676 | 1.5922 | 31.5672 | 19.4763 | 0.4235 | 0 | 42.4192
1995-04-09 07:00 | 318.5213 | 161.8522 | 347.0311 | 48.4062 | 16.5426 | 1.5798 | 34.6546 | 19.559 | 0.42409 | 0 | 31.6193
1995-04-09 08:00 | 290.1774 | 157.1847 | 566.5222 | 38.4731 | 16.5426 | 1.5823 | 41.0079 | 19.5634 | 0.42409 | 0 | 1.4521
1995-04-09 09:00 | 291.6174 | 147.453 | 708.7358 | 34.1366 | 16.5426 | 1.5848 | 34.7501 | 19.5368 | 0.42409 | 0 | 0
1995-04-09 10:00 | 262.5324 | 128.8447 | 804.8674 | 30.7375 | 16.5426 | 1.5868 | 34.6673 | 19.4666 | 0.42409 | 0 | 0
1995-04-09 11:00 | 277.6254 | 128.3572 | 824.0252 | 42.6564 | 16.5426 | 1.5797 | 34.6067 | 19.4699 | 0.44624 | 0 | 0
1995-04-09 12:00 | 292.0556 | 122.6482 | 816.5351 | 31.0947 | 16.5426 | 1.5832 | 34.4898 | 19.3639 | 0.42409 | 0 | 0.14842
1995-04-09 13:00 | 308.4828 | 116.7877 | 760.1804 | 42.6474 | 16.5426 | 1.5845 | 34.7692 | 19.3346 | 0.42409 | 0 | 1.8037
1995-04-09 14:00 | 326.9599 | 116.293 | 658.4675 | 32.5179 | 16.5426 | 1.5734 | 34.7948 | 19.3815 | 0.42409 | 0 | 9.0994
1995-04-09 15:00 | 341.7789 | 120.3337 | 517.124 | 35.0524 | 16.5426 | 1.5856 | 34.8297 | 19.4469 | 0.42409 | 0 | 7.5618
1995-04-09 16:00 | 340.1408 | 123.9537 | 328.1235 | 37.0874 | 17.1926 | 1.5839 | 34.9538 | 19.6103 | 0.40194 | 0 | 15.2835
1995-04-09 17:00 | 330.9399 | 128.5023 | 125.143 | 47.0955 | 17.1926 | 1.5824 | 35.125 | 19.6043 | 0.51975 | 0 | 35.7865
1995-04-09 18:00 | 321.4144 | 133.0251 | 12.8713 | 63.203 | 17.1926 | 1.5707 | 53.334 | 19.6095 | 0.55875 | 1.8123 | 48.8623
1995-04-09 19:00 | 330.227 | 132.2479 | 0 | 69.0638 | 17.1926 | 1.5699 | 64.2964 | 19.6616 | 0.65045 | 0.79077 | 43.9645
1995-04-09 20:00 | 331.0896 | 125.9762 | 0 | 65.2937 | 17.1926 | 1.5695 | 71.1154 | 19.6705 | 0.68411 | 2.0338 | 35.9228
1995-04-09 21:00 | 332.2898 | 118.0589 | 0 | 69.9681 | 16.5426 | 1.5687 | 77.7195 | 19.6071 | 0.66728 | 2.0338 | 17.7362
1995-04-09 22:00 | 319.8802 | 114.0139 | 0 | 73.3324 | 16.5426 | 1.5693 | 76.9086 | 19.4115 | 0.66728 | 0.79077 | 22.907
1995-04-09 23:00 | 316.5057 | 106.2306 | 0 | 53.7299 | 16.5426 | 1.5672 | 76.064 | 19.2978 | 0.66728 | 2.0338 | 23.0013
1995-04-10 | 320.2323 | 95.808 | 0 | 72.4927 | 17.1926 | 2.8695 | 121.9283 | 19.1245 | 0.66728 | 10.7688 | 2.084
1995-04-10 01:00 | 305.7032 | 91.2233 | 0 | 73.3951 | 17.1926 | 2.8764 | 121.8006 | 19.0604 | 0.64636 | 12.5791 | 6.7756
1995-04-10 02:00 | 292.9736 | 82.559 | 0 | 71.61 | 17.1926 | 2.8705 | 125.4475 | 19.0146 | 0.64513 | 10.6179 | 11.8558
1995-04-10 03:00 | 285.3437 | 71.7536 | 0 | 68.666 | 17.1926 | 2.8652 | 120.5893 | 19.0292 | 0.66604 | 9.5341 | 22.8791
1995-04-10 04:00 | 269.8158 | 66.0784 | 0.22172 | 54.8609 | 17.1926 | 2.8621 | 105.641 | 19.0262 | 0.66604 | 9.4788 | 59.812
1995-04-10 05:00 | 253.7621 | 61.5186 | 14.9079 | 73.1038 | 17.1926 | 2.8488 | 112.3559 | 19.1227 | 0.68696 | 11.6775 | 53.852
1995-04-10 06:00 | 234.3719 | 56.9027 | 105.4651 | 66.599 | 17.1926 | 2.8486 | 105.2301 | 19.2205 | 0.68696 | 13.9397 | 39.8142
1995-04-10 07:00 | 216.3838 | 56.7844 | 277.2292 | 58.4464 | 18.7926 | 2.816 | 114.2399 | 19.2102 | 0.70911 | 10.0444 | 11.0143
1995-04-10 08:00 | 196.6495 | 56.7719 | 471.9529 | 42.3541 | 18.7926 | 2.7776 | 100.0115 | 19.2394 | 0.70911 | 10.4966 | 4.0072
1995-04-10 09:00 | 174.1339 | 55.9788 | 631.3647 | 38.8259 | 18.7926 | 2.7497 | 98.6042 | 19.1874 | 0.72594 | 8.2339 | 0.30314
1995-04-10 10:00 | 164.6602 | 60.9644 | 710.1002 | 37.0562 | 18.7926 | 2.7422 | 95.5275 | 19.1213 | 0.68694 | 8.2367 | 0
1995-04-10 11:00 | 157.5263 | 59.6522 | 745.1337 | 31.7403 | 18.7926 | 2.7656 | 95.9384 | 19.0287 | 0.68694 | 8.2264 | 0
1995-04-10 12:00 | 140.8542 | 58.4954 | 754.201 | 42.4689 | 18.7926 | 2.7738 | 96.596 | 18.9601 | 1.2346 | 10.493 | 0.07
1995-04-10 13:00 | 141.6529 | 58.3143 | 701.9155 | 44.982 | 18.7926 | 2.7594 | 96.5483 | 18.934 | 1.4131 | 8.235 | 0
1995-04-10 14:00 | 156.2403 | 58.0511 | 597.6965 | 36.8227 | 18.7926 | 2.7396 | 95.8948 | 18.9629 | 1.4131 | 8.4664 | 27.6899
1995-04-10 15:00 | 151.3173 | 57.3943 | 469.7165 | 47.4301 | 18.7926 | 2.7322 | 94.8125 | 18.9829 | 1.5081 | 13.9937 | 0.25017
1995-04-10 16:00 | 143.4422 | 62.2897 | 294.2993 | 59.8542 | 18.7926 | 2.7567 | 103.0797 | 19.0425 | 1.3729 | 17.4565 | 4.6543
1995-04-10 17:00 | 132.085 | 64.1581 | 116.5985 | 73.4856 | 18.7926 | 2.7973 | 122.3031 | 19.1121 | 1.2156 | 21.0236 | 50.051
1995-04-10 18:00 | 136.3006 | 62.4524 | 12.9059 | 80.5833 | 18.7926 | 2.8411 | 145.0912 | 19.0555 | 1.2156 | 21.0726 | 84.721
1995-04-10 19:00 | 147.9448 | 65.7429 | 0.0005387 | 98.7263 | 18.7926 | 2.8719 | 140.1944 | 19.186 | 1.2438 | 21.1327 | 74.7598
1995-04-10 20:00 | 154.4417 | 71.0636 | 0 | 86.6953 | 18.7926 | 2.8806 | 149.1569 | 19.2451 | 1.2438 | 21.1332 | 63.8503
1995-04-10 21:00 | 153.0011 | 76.3145 | 0 | 94.2849 | 18.7926 | 2.88 | 130.0733 | 19.1856 | 1.2606 | 21.1336 | 69.995
1995-04-10 22:00 | 141.0357 | 81.8885 | 0 | 97.5219 | 18.7926 | 2.8811 | 150.3748 | 19.077 | 1.2606 | 21.1287 | 51.8
1995-04-10 23:00 | 134.2289 | 79.3279 | 0 | 79.8219 | 18.7926 | 2.881 | 145.0721 | 19.0047 | 1.2606 | 21.1348 | 44.3694
1995-04-11 | 129.1296 | 77.3138 | 0 | 99.1234 | 18.7926 | 2.8832 | 126.8827 | 18.971 | 1.2606 | 2.0587 | 45.7318
1995-04-11 01:00 | 125.4758 | 78.6062 | 0 | 95.153 | 18.7926 | 2.8833 | 125.1461 | 18.9155 | 1.2982 | 2.0526 | 35.3332
1995-04-11 02:00 | 124.438 | 81.2961 | 0 | 91.8239 | 18.7926 | 2.8828 | 125.8564 | 18.9021 | 1.3204 | 2.0525 | 29.6626
1995-04-11 03:00 | 126.4479 | 80.0375 | 0 | 96.6914 | 18.7926 | 2.8796 | 122.5141 | 18.8671 | 1.3204 | 2.0585 | 34.7657
1995-04-11 04:00 | 128.5522 | 74.0936 | 0.31614 | 85.4933 | 18.7926 | 2.8739 | 120.23 | 18.8888 | 1.3204 | 2.0546 | 32.6305
1995-04-11 05:00 | 125.8198 | 67.8089 | 18.7031 | 95.7876 | 18.7926 | 2.8703 | 110.845 | 18.9167 | 1.3204 | 2.0539 | 41.7037
1995-04-11 06:00 | 119.4467 | 60.4473 | 110.8098 | 82.3705 | 18.7926 | 1.7115 | 95.2622 | 19.0507 | 1.3204 | 2.0566 | 44.6128
1995-04-11 07:00 | 118.7977 | 55.3735 | 286.7772 | 66.7831 | 18.7926 | 1.5416 | 71.7665 | 19.0267 | 1.2982 | 2.0467 | 6.4265
1995-04-11 08:00 | 99.6728 | 51.3514 | 481.8892 | 53.9917 | 18.7926 | 1.5746 | 58.5762 | 19.0576 | 1.2982 | 0.23902 | 3.2976
1995-04-11 09:00 | 79.7481 | 45.3902 | 624.3489 | 41.1779 | 18.7926 | 1.5782 | 49.662 | 19.0738 | 1.2982 | 0.23576 | 0.06148
1995-04-11 10:00 | 86.6158 | 42.276 | 675.2034 | 40.7902 | 9.501 | 1.5819 | 49.3616 | 19.054 | 1.2982 | 0.23914 | 0.33503
1995-04-11 11:00 | 82.8375 | 43.475 | 721.4423 | 40.9711 | 7.3961 | 1.6203 | 45.4434 | 19.0046 | 1.3191 | 0.22666 | 0.019098
1995-04-11 12:00 | 85.6917 | 46.2384 | 717.3786 | 34.4347 | 11.9571 | 1.6218 | 39.1451 | 18.9311 | 1.3191 | 0.23472 | 0.43522
1995-04-11 13:00 | 94.5645 | 48.6091 | 676.4328 | 33.5632 | 3.5836 | 1.623 | 33.2956 | 18.9985 | 1.3191 | 0.23709 | 0.093725
1995-04-11 14:00 | 99.7988 | 50.9808 | 593.2261 | 34.0141 | 7.6396 | 1.6251 | 34.4367 | 18.9925 | 1.297 | 0.22678 | 0.23037
1995-04-11 15:00 | 98.818 | 53.004 | 474.6248 | 42.7719 | 11.6235 | 1.6259 | 55.4832 | 18.9357 | 1.2748 | 0.74312 | 2.0526
1995-04-11 16:00 | 106.8026 | 51.9982 | 315.3352 | 69.5094 | 18.7926 | 1.6255 | 73.9457 | 19.0705 | 1.4322 | 1.447 | 11.5141
1995-04-11 17:00 | 115.1476 | 52.9846 | 124.692 | 74.7002 | 18.7926 | 1.6241 | 90.84 | 19.1149 | 1.5895 | 1.9093 | 54.8599
1995-04-11 18:00 | 131.2441 | 58.3948 | 13.0547 | 92.6591 | 18.7926 | 1.6221 | 102.9459 | 19.1201 | 1.5895 | 3.0706 | 79.0034
1995-04-11 19:00 | 149.9689 | 61.7138 | 0.0012952 | 96.6421 | 18.7926 | 1.6019 | 106.3614 | 19.2202 | 1.6063 | 2.0747 | 59.1365
1995-04-11 20:00 | 159.6457 | 58.3027 | 0 | 91.8245 | 18.7926 | 2.5472 | 106.9718 | 19.2762 | 1.6232 | 3.4181 | 50.2067
1995-04-11 21:00 | 160.0403 | 57.9633 | 0 | 89.0627 | 18.7926 | 2.8873 | 123.3588 | 19.2339 | 1.6232 | 3.5243 | 30.4007
1995-04-11 22:00 | 144.4104 | 58.1638 | 0 | 86.8464 | 18.7926 | 2.9003 | 107.9685 | 19.1792 | 1.6232 | 2.7279 | 52.1157
1995-04-11 23:00 | 143.4468 | 66.3366 | 0 | 82.8831 | 18.7926 | 2.9048 | 127.2664 | 19.0341 | 1.6232 | 2.0642 | 22.8415
1995-04-12 | 143.3731 | 92.3305 | 0 | 98.7447 | 18.7926 | 1.6231 | 45.9412 | 18.8998 | 0.82309 | 0.066777 | 23.5669
1995-04-12 01:00 | 147.3574 | 114.2727 | 0 | 92.6853 | 18.7926 | 1.6209 | 35.2086 | 18.8747 | 0.41233 | 0.066777 | 29.5688
1995-04-12 02:00 | 150.0937 | 135.6569 | 0 | 81.4128 | 18.7926 | 1.62 | 33.2592 | 18.8368 | 0.16966 | 0.066777 | 18.9368
1995-04-12 03:00 | 152.9462 | 151.9188 | 0 | 72.5766 | 18.7926 | 1.6148 | 31.2452 | 18.8536 | 0.16966 | 0.020247 | 28.3495
1995-04-12 04:00 | 160.9953 | 163.3151 | 0.31094 | 75.8859 | 18.7926 | 1.6091 | 27.2143 | 18.9174 | 0.13066 | 0.020247 | 35.3644
1995-04-12 05:00 | 167.9289 | 170.4991 | 19.9131 | 70.3459 | 18.7926 | 1.6059 | 21.95 | 19.0165 | 0.052253 | 0.020247 | 34.0255
1995-04-12 06:00 | 164.6971 | 167.056 | 125.0592 | 66.5358 | 10.7851 | 1.6056 | 19.3523 | 19.2028 | 0.091253 | 0.0042866 | 13.3567
1995-04-12 07:00 | 151.9387 | 161.2215 | 329.5365 | 61.58 | 2.25 | 1.6066 | 19.5815 | 19.3487 | 0.091253 | 0.0042866 | 2.9822
1995-04-12 08:00 | 137.1013 | 155.276 | 548.3871 | 51.4674 | 1.6 | 1.5957 | 16.666 | 19.4315 | 0.039 | 0.0042866 | 0
1995-04-12 09:00 | 133.2141 | 148.5401 | 666.9652 | 39.3147 | 0 | 1.5987 | 10.0666 | 19.1625 | 0.039 | 0.0042866 | 0.11954
1995-04-12 10:00 | 149.6147 | 136.0356 | 706.1687 | 27.6473 | 1.6 | 1.5742 | 9.9677 | 19.2973 | 0.039 | 0.0042866 | 0.096096
1995-04-12 11:00 | 162.2111 | 133.6087 | 717.45 | 37.7763 | 0 | 1.5436 | 10.5203 | 19.3237 | 0.039 | 0.0042866 | 0.012335
1995-04-12 12:00 | 180.0386 | 140.0412 | 693.4874 | 35.5129 | 1.6 | 1.545 | 9.7738 | 19.1887 | 0.039 | 0.0042866 | 0
1995-04-12 13:00 | 195.2696 | 150.5708 | 665.4546 | 34.4077 | 0.44999 | 1.546 | 9.5492 | 18.9061 | 0.039 | 0.0042866 | 0.011434
1995-04-12 14:00 | 221.5144 | 158.072 | 573.9601 | 36.4666 | 0.93067 | 1.5473 | 9.8061 | 18.963 | 0.039 | 0.0042866 | 0.59856
1995-04-12 15:00 | 236.8104 | 172.8855 | 485.5719 | 40.048 | 1.3961 | 1.5479 | 10.8443 | 19.0328 | 0.039 | 0.0042866 | 2.0319
1995-04-12 16:00 | 279.7538 | 181.4459 | 310.1489 | 41.4954 | 1.9836 | 1.5473 | 11.4488 | 19.0229 | 0.08 | 0.0042866 | 11.4456
1995-04-12 17:00 | 297.4801 | 188.9066 | 129.6116 | 53.4178 | 1.9836 | 1.5461 | 15.8999 | 19.3071 | 0.08 | 0.0042866 | 23.7763
1995-04-12 18:00 | 338.7529 | 193.7495 | 13.0188 | 62.631 | 1.9836 | 1.545 | 23.0915 | 19.3731 | 0.08 | 0.0045974 | 47.4169
1995-04-12 19:00 | 356.6477 | 194.8198 | 0.0014473 | 58.4453 | 1.9836 | 1.5341 | 30.8817 | 19.4515 | 0.08 | 0.0045974 | 36.2721
1995-04-12 20:00 | 362.96 | 195.1398 | 0 | 68.793 | 1.9836 | 1.5197 | 24.1394 | 19.483 | 0.08 | 0.020247 | 32.8062
1995-04-12 21:00 | 361.0763 | 192.4876 | 0 | 64.3402 | 1.9836 | 1.519 | 23.8176 | 19.4612 | 0.08 | 0.020247 | 44.4121
1995-04-12 22:00 | 356.6311 | 180.4496 | 0 | 72.0534 | 1.9836 | 1.5201 | 24.1365 | 19.3954 | 0.08 | 0.020247 | 34.2429
1995-04-12 23:00 | 346.1183 | 172.7846 | 0 | 56.921 | 1.9836 | 1.5201 | 23.4561 | 19.225 | 0.08 | 0.021964 | 40.5307
1995-04-13 | 337.3033 | 162.3098 | 0 | 78.1383 | 7.7503 | 1.5339 | 45.1328 | 19.1854 | 0.43065 | 0.066777 | 54.6703
1995-04-13 01:00 | 332.7118 | 154.0969 | 0 | 68.312 | 5.8598 | 1.5332 | 47.7992 | 19.0743 | 0.43065 | 0.066777 | 37.5222
1995-04-13 02:00 | 329.8098 | 151.5681 | 0 | 56.3233 | 1.9836 | 1.5317 | 32.1184 | 19.0682 | 0.24242 | 0.044656 | 55.4993
1995-04-13 03:00 | 327.4921 | 149.1196 | 0 | 59.5892 | 1.9836 | 1.5364 | 33.5187 | 19.0472 | 0.24242 | 0.020247 | 39.7724
1995-04-13 04:00 | 324.0843 | 145.9165 | 0.33124 | 51.998 | 1.9836 | 1.5314 | 27.5393 | 19.078 | 0.24242 | 0.020247 | 49.5397
1995-04-13 05:00 | 322.9057 | 144.0539 | 19.3791 | 53.3396 | 1.9836 | 1.5285 | 35.0127 | 19.1714 | 0.28369 | 0.020247 | 32.5355
1995-04-13 06:00 | 323.667 | 147.1784 | 113.1403 | 41.043 | 1.9836 | 1.5278 | 22.1342 | 19.3349 | 0.22559 | 0.011962 | 39.4482
1995-04-13 07:00 | 308.7584 | 149.3944 | 294.283 | 36.6093 | 1.9836 | 1.529 | 22.7825 | 19.4739 | 0.20892 | 0.018161 | 8.2244
1995-04-13 08:00 | 257.9021 | 146.5051 | 474.1771 | 33.6284 | 1.9836 | 1.5312 | 20.6181 | 19.4678 | 0.096664 | 0.018456 | 0.43522
1995-04-13 09:00 | 234.0915 | 133.1656 | 611.5046 | 31.2913 | 1.9836 | 1.5332 | 20.6002 | 19.4319 | 0.096664 | 0.014972 | 0
1995-04-13 10:00 | 222.9548 | 117.7074 | 658.4701 | 28.9267 | 1.9836 | 1.5371 | 20.5416 | 19.3495 | 0.096664 | 0.018582 | 0
1995-04-13 11:00 | 237.7726 | 115.6019 | 687.3151 | 18.5235 | 1.9836 | 1.5402 | 19.7669 | 19.3159 | 0.096664 | 0.0052446 | 0
1995-04-13 12:00 | 247.3062 | 116.6665 | 664.3467 | 24.5865 | 1.9836 | 1.5426 | 19.9308 | 19.2178 | 0.096664 | 0.0042866 | 0
1995-04-13 13:00 | 253.3453 | 126.8627 | 619.7769 | 26.0426 | 1.9836 | 1.5443 | 19.4936 | 18.4227 | 0.096664 | 0.0042866 | 0.28709
1995-04-13 14:00 | 258.7012 | 134.0103 | 562.8291 | 21.9292 | 1.9836 | 1.5455 | 18.103 | 18.4347 | 0.096664 | 0.0053718 | 0
1995-04-13 15:00 | 249.8194 | 152.1415 | 459.0225 | 34.8996 | 1.9836 | 1.5459 | 20.8786 | 19.2023 | 0.10792 | 0.010942 | 4.7773
1995-04-13 16:00 | 293.8709 | 162.9497 | 274.5351 | 33.1155 | 1.9836 | 1.5331 | 24.4174 | 19.2783 | 0.16427 | 0.013746 | 7.8124
1995-04-13 17:00 | 312.4922 | 167.2063 | 111.2661 | 37.6284 | 1.9836 | 1.5324 | 37.6739 | 19.3161 | 0.37342 | 0.024281 | 33.2893
1995-04-13 18:00 | 357.3264 | 162.3219 | 11.4704 | 41.6723 | 7.5708 | 1.5407 | 59.3393 | 19.4076 | 0.37342 | 0.074039 | 50.704
1995-04-13 19:00 | 354.7007 | 171.8528 | 0.0066046 | 31.8117 | 1.9836 | 1.5393 | 55.7053 | 19.4281 | 0.37342 | 0.066777 | 39.9489
1995-04-13 20:00 | 345.0571 | 174.6255 | 0 | 44.1595 | 1.9836 | 1.5391 | 49.6603 | 19.4641 | 0.37342 | 0.066777 | 43.1876
1995-04-13 21:00 | 365.6901 | 172.3811 | 0 | 42.9078 | 1.9836 | 1.5384 | 57.3474 | 19.4211 | 0.37342 | 0.066777 | 22.2202
1995-04-13 22:00 | 350.0025 | 165.4305 | 0 | 53.0507 | 1.9836 | 1.5536 | 53.5906 | 19.26 | 0.35251 | 0.066777 | 48.6506
1995-04-13 23:00 | 345.6836 | 159.3882 | 0 | 26.4384 | 1.9836 | 1.5537 | 55.2277 | 19.1066 | 0.35251 | 0.066777 | 38.0413
1995-04-14 | 355.4903 | 152.4721 | 0 | 35.9078 | 15.81 | 1.5537 | 23.5251 | 19.0136 | 0.15299 | 0.066777 | 37.8556
1995-04-14 01:00 | 349.2114 | 143.0866 | 0 | 38.6074 | 2.2594 | 1.5534 | 23.3695 | 19.0394 | 0.15299 | 0.066777 | 37.3397
1995-04-14 02:00 | 324.6402 | 131.0223 | 0 | 34.2821 | 8.9125 | 1.5526 | 22.2716 | 19.0093 | 0.15299 | 0.066777 | 63.3936
1995-04-14 03:00 | 348.3154 | 120.0401 | 0 | 37.4715 | 1.9836 | 1.5465 | 20.7448 | 19.0263 | 0.15299 | 0.066777 | 35.1946
1995-04-14 04:00 | 335.1861 | 111.8712 | 0.42577 | 28.5071 | 6.8379 | 1.5413 | 20.4845 | 19.0216 | 0.15299 | 0.020247 | 57.6948
1995-04-14 05:00 | 310.8242 | 103.4015 | 24.4981 | 30.39 | 1.9836 | 1.5386 | 18.8927 | 19.123 | 0.15299 | 0.0042866 | 47.5411
1995-04-14 06:00 | 316.9559 | 97.0768 | 131.9623 | 26.1058 | 1.9836 | 1.5381 | 18.2259 | 19.2607 | 0.091253 | 0.0042866 | 28.1583
1995-04-14 07:00 | 267.2895 | 95.3309 | 324.9989 | 29.714 | 1.9836 | 1.5393 | 17.5433 | 19.3741 | 0.091253 | 0.0042866 | 21.2462
1995-04-14 08:00 | 234.2959 | 90.0579 | 509.3031 | 27.4449 | 1.9836 | 1.5416 | 17.6926 | 19.3479 | 0.052253 | 0.0042866 | 0
1995-04-14 09:00 | 204.9524 | 84.6322 | 635.888 | 18.395 | 1.9836 | 1.5445 | 17.6547 | 19.3496 | 0.052253 | 0 | 0.11809
1995-04-14 10:00 | 225.1723 | 68.4614 | 664.2204 | 18.4708 | 1.9836 | 1.5486 | 17.579 | 19.216 | 0.052253 | 0 | 0.1631
1995-04-14 11:00 | 215.2927 | 59.9996 | 689.4043 | 29.2605 | 1.9836 | 1.5523 | 17.4219 | 19.1958 | 0.052253 | 0 | 0.078395
1995-04-14 12:00 | 236.7135 | 52.6458 | 650.9392 | 12.245 | 1.9836 | 1.5539 | 17.2437 | 19.0213 | 0.052253 | 0 | 0
1995-04-14 13:00 | 235.4389 | 50.3089 | 616.7961 | 14.1225 | 1.9836 | 1.5654 | 17.1702 | 18.2103 | 0.052253 | 0 | 0.13929
1995-04-14 14:00 | 220.7166 | 53.9944 | 533.8306 | 23.343 | 1.9836 | 1.5665 | 15.3309 | 18.3028 | 0.068917 | 0 | 0.0095882
1995-04-14 15:00 | 227.0734 | 55.4525 | 427.9932 | 24.349 | 1.9836 | 1.567 | 17.3601 | 19.1322 | 0.11399 | 0 | 0
1995-04-14 16:00 | 256.112 | 56.6118 | 275.7586 | 24.9192 | 1.9836 | 1.5667 | 17.8823 | 19.2501 | 0.11399 | 0.010433 | 8.0273
1995-04-14 17:00 | 279.1204 | 56.3325 | 114.0642 | 35.8805 | 1.9836 | 1.5372 | 19.6361 | 19.3107 | 0.11399 | 0.0069079 | 46.2919
1995-04-14 18:00 | 291.6785 | 56.1743 | 11.3682 | 43.4993 | 15.81 | 1.5361 | 25.9846 | 19.3508 | 0.11399 | 0.0090051 | 75.2723
1995-04-14 19:00 | 303.6687 | 57.5887 | 0.0043573 | 52.327 | 15.81 | 1.5545 | 23.1552 | 19.3814 | 0.11399 | 0.012038 | 64.6646
1995-04-14 20:00 | 304.6889 | 64.0123 | 0 | 52.0349 | 15.81 | 1.5545 | 21.0835 | 19.3456 | 0.11399 | 0.012427 | 67.8189
1995-04-14 21:00 | 281.7406 | 78.7629 | 0 | 48.8151 | 15.81 | 1.5543 | 19.459 | 19.2909 | 0.11399 | 0.012722 | 97.6688
1995-04-14 22:00 | 278.8038 | 96.7898 | 0 | 57.9892 | 15.81 | 1.5553 | 17.9591 | 19.1013 | 0.11399 | 0.0042866 | 67.4788
1995-04-14 23:00 | 272.0004 | 118.8345 | 0 | 45.0875 | 15.81 | 1.5556 | 17.8387 | 19.0096 | 0.11399 | 0.0042866 | 50.3821
1995-04-15 | 240.1103 | 133.0253 | 0 | 79.2337 | 1.9836 | 1.5557 | 16.8469 | 18.9572 | 0.052253 | 0 | 46.932
1995-04-15 01:00 | 224.9717 | 152.0764 | 0 | 66.9618 | 1.9836 | 1.5185 | 16.6882 | 18.7213 | 0.052253 | 0 | 40.1481
1995-04-15 02:00 | 218.4749 | 159.5674 | 0 | 70.0794 | 1.9836 | 1.5178 | 16.6987 | 18.7225 | 0.052253 | 0 | 22.3955
1995-04-15 03:00 | 199.9964 | 154.6734 | 0.00024989 | 57.5422 | 1.9836 | 1.5145 | 16.6505 | 18.6645 | 0.052253 | 0 | 51.027
1995-04-15 04:00 | 198.8989 | 136.882 | 0.68103 | 50.0662 | 1.3543 | 1.5087 | 16.6834 | 18.6851 | 0.052253 | 0 | 59.1157
1995-04-15 05:00 | 189.6744 | 122.3131 | 25.6546 | 53.2697 | 1.3336 | 1.505 | 16.7842 | 18.7849 | 0.052253 | 0 | 49.4247
1995-04-15 06:00 | 178.8085 | 119.2482 | 126.9434 | 35.9217 | 0 | 1.5045 | 15.6964 | 18.9288 | 0.052253 | 0 | 16.0465
1995-04-15 07:00 | 164.5363 | 123.3737 | 306.5465 | 23.9472 | 0.5504 | 1.5061 | 9.986 | 19.0524 | 0.052253 | 0 | 4.592
1995-04-15 08:00 | 141.3264 | 130.891 | 477.1621 | 19.397 | 0 | 1.5095 | 10.0329 | 19.1028 | 0.052253 | 0 | 0.20892
1995-04-15 09:00 | 124.2192 | 131.8751 | 575.5952 | 23.8583 | 0 | 1.5137 | 8.1007 | 18.3093 | 0.052253 | 0 | 0.053956
1995-04-15 10:00 | 118.7483 | 120.312 | 597.623 | 15.9605 | 0 | 1.5158 | 7.7608 | 18.2609 | 0.052253 | 0 | 0
1995-04-15 11:00 | 133.7761 | 117.2134 | 600.528 | 18.7749 | 0 | 1.5178 | 8.0417 | 18.2449 | 0.052253 | 0 | 7.1573
1995-04-15 12:00 | 119.6421 | 114.4107 | 590.0883 | 15.8662 | 0 | 1.5192 | 4.3441 | 18.1101 | 0.052253 | 0 | 7.5069
1995-04-15 13:00 | 156.1804 | 124.076 | 540.4199 | 18.7719 | 0 | 1.4993 | 4.3197 | 18.0763 | 0.052253 | 0 | 0.16194
1995-04-15 14:00 | 150.8767 | 137.1813 | 485.1662 | 27.1313 | 0 | 1.5113 | 4.3098 | 18.1265 | 0.052253 | 0 | 0.42362
1995-04-15 15:00 | 186.6548 | 150.44 | 383.8128 | 21.9463 | 1.9836 | 1.5115 | 6.2568 | 18.2843 | 0.052253 | 0 | 0.73504
1995-04-15 16:00 | 203.0546 | 156.0253 | 263.7784 | 27.3075 | 1.9836 | 1.5113 | 10.0215 | 19.0067 | 0.052253 | 0 | 19.9347
1995-04-15 17:00 | 222.0007 | 163.6617 | 100.6253 | 25.0875 | 1.9836 | 1.5105 | 9.9765 | 19.0237 | 0.052253 | 0 | 32.0317
1995-04-15 18:00 | 236.4644 | 168.8807 | 13.9137 | 29.939 | 1.9836 | 1.5193 | 10.3047 | 19.0835 | 0.052253 | 0 | 50.5891
1995-04-15 19:00 | 250.188 | 179.0143 | 0.0031209 | 32.7299 | 1.9836 | 1.5627 | 10.1563 | 19.2145 | 0.052253 | 0 | 37.2239
1995-04-15 20:00 | 260.9407 | 190.1467 | 0 | 32.0072 | 1.9836 | 1.5627 | 10.1043 | 19.1227 | 0.052253 | 0 | 35.3406
1995-04-15 21:00 | 263.475 | 199.9756 | 0 | 37.5851 | 1.9836 | 1.5994 | 10.0863 | 19.0792 | 0.052253 | 0 | 21.3516
1995-04-15 22:00 | 278.7888 | 206.9424 | 0 | 29.0902 | 1.9836 | 1.5672 | 9.9792 | 19.0092 | 0.052253 | 0 | 16.4515
1995-04-15 23:00 | 277.935 | 202.5569 | 0 | 36.1603 | 1.9836 | 1.5674 | 9.9492 | 18.8528 | 0.052253 | 0 | 13.4567
1995-04-16 | 283.4263 | 197.128 | 0 | 68.5224 | 1.9836 | 1.5638 | 9.7854 | 18.7731 | 0.052253 | 0 | 25.0147
1995-04-16 01:00 | 283.4041 | 190.06 | 0 | 50.4938 | 1.9836 | 1.5642 | 8.8652 | 18.6838 | 0.052253 | 0 | 36.2118
1995-04-16 02:00 | 278.8902 | 185.3794 | 0 | 58.5253 | 1.9836 | 1.5632 | 6.1022 | 18.6805 | 0.052253 | 0 | 24.723
1995-04-16 03:00 | 279.5681 | 187.8714 | 0.00054584 | 48.5574 | 1.9836 | 1.5623 | 6.1272 | 18.6979 | 0.052253 | 0 | 24.6428
1995-04-16 04:00 | 277.9765 | 186.1461 | 0.6347 | 54.8635 | 1.9836 | 1.5594 | 6.7397 | 18.7761 | 0.052253 | 0 | 31.1901
1995-04-16 05:00 | 269.3905 | 185.7287 | 23.8455 | 52.2662 | 1.9836 | 1.5352 | 6.2605 | 18.8092 | 0.052253 | 0 | 50.0037
1995-04-16 06:00 | 270.5916 | 190.7875 | 130.0777 | 45.6395 | 0 | 1.5337 | 6.554 | 18.9866 | 0.052253 | 0 | 21.5288
1995-04-16 07:00 | 258.5609 | 190.6207 | 310.4169 | 31.5891 | 0 | 1.5347 | 6.8398 | 19.2217 | 0.052253 | 0 | 20.3156
1995-04-16 08:00 | 252.3958 | 179.5816 | 477.1807 | 22.7827 | 0 | 1.524 | 6.9099 | 19.1698 | 0.052253 | 0 | 0.28086
1995-04-16 09:00 | 223.2823 | 166.6903 | 629.3535 | 34.2816 | 0 | 1.5271 | 6.863 | 19.1357 | 0.052253 | 0 | 0
1995-04-16 10:00 | 224.5543 | 163.7766 | 694.4671 | 25.0737 | 0 | 1.5302 | 6.7581 | 19.0614 | 0.052253 | 0 | 0
1995-04-16 11:00 | 219.6743 | 162.751 | 715.6796 | 30.8178 | 0 | 1.532 | 6.698 | 19.0279 | 0.052253 | 0 | 0.58821
1995-04-16 12:00 | 217.9968 | 174.3326 | 695.4991 | 42.4416 | 0 | 1.534 | 6.6098 | 19.0619 | 0.052253 | 0 | 0.44929
1995-04-16 13:00 | 246.5232 | 167.092 | 683.1581 | 33.7281 | 0 | 1.5485 | 6.5476 | 18.8288 | 0.052253 | 0 | 1.5028
1995-04-16 14:00 | 258.2702 | 169.2275 | 611.4451 | 34.0337 | 0 | 1.5283 | 6.5471 | 18.8552 | 0.052253 | 0 | 3.024
1995-04-16 15:00 | 256.2971 | 174.4982 | 441.4665 | 43.2054 | 0 | 1.5279 | 6.5675 | 18.9207 | 0.052253 | 0 | 3.6112
1995-04-16 16:00 | 317.5843 | 176.134 | 284.517 | 40.8911 | 0 | 1.5269 | 6.7125 | 19.0504 | 0.052253 | 0 | 11.6475
1995-04-16 17:00 | 305.6197 | 180.5194 | 124.9452 | 46.3813 | 1.9836 | 1.5256 | 6.6796 | 18.95 | 0.052253 | 0 | 39.2463
1995-04-16 18:00 | 319.4357 | 191.1641 | 14.8609 | 60.2883 | 1.9836 | 1.524 | 7.3364 | 19.0032 | 0.052253 | 0 | 93.6418
1995-04-16 19:00 | 324.7874 | 194.3132 | 0.0069277 | 64.0503 | 1.9836 | 1.5227 | 6.8034 | 19.0225 | 0.052253 | 0 | 83.8407
1995-04-16 20:00 | 331.9077 | 193.5552 | 0 | 50.6417 | 1.9836 | 1.5215 | 6.8404 | 19.0864 | 0.052253 | 0 | 67.6306
1995-04-16 21:00 | 342.6655 | 193.778 | 0 | 48.3363 | 1.9836 | 1.52 | 7.3056 | 19.0358 | 0.052253 | 0 | 53.7075
1995-04-16 22:00 | 352.53 | 203.6135 | 0 | 52.0592 | 1.9836 | 1.5199 | 6.5675 | 18.9801 | 0.052253 | 0 | 27.6425
1995-04-16 23:00 | 360.8597 | 208.7653 | 0 | 43.8597 | 0 | 1.5159 | 6.3033 | 18.8853 | 0.052253 | 0 | 25.0778
1995-04-17 | 375.5558 | 202.0991 | 0 | 58.6096 | 0 | 1.5181 | 6.1054 | 18.6672 | 0.052253 | 0 | 11.1971
1995-04-17 01:00 | 376.7807 | 198.0402 | 0 | 42.5722 | 0 | 1.5182 | 6.0569 | 18.5643 | 0.052253 | 0 | 22.1428
1995-04-17 02:00 | 375.3258 | 195.663 | 0 | 49.0038 | 0 | 1.5171 | 5.9744 | 18.513 | 0.052253 | 0 | 12.3248
1995-04-17 03:00 | 375.2724 | 200.8419 | 0 | 46.9355 | 0 | 1.5126 | 5.9535 | 18.5504 | 0.052253 | 0 | 7.8079
1995-04-17 04:00 | 375.8518 | 203.6319 | 0.60357 | 36.0372 | 0 | 1.509 | 5.9562 | 18.6041 | 0.052253 | 0 | 23.8988
1995-04-17 05:00 | 365.7863 | 199.0556 | 23.0177 | 43.4314 | 0 | 1.5069 | 6.0623 | 18.6268 | 0.052253 | 0 | 37.9171
1995-04-17 06:00 | 358.8113 | 194.5534 | 122.3417 | 44.072 | 0.12857 | 1.506 | 7.2041 | 18.722 | 0.052253 | 0 | 24.1517
1995-04-17 07:00 | 350.3036 | 182.4144 | 285.7655 | 41.9413 | 1.3336 | 1.5075 | 16.6216 | 18.7518 | 0.052253 | 0 | 36.6441
1995-04-17 08:00 | 319.7283 | 174.8427 | 444.1158 | 41.0448 | 1.3336 | 1.5094 | 16.6614 | 18.811 | 0.052253 | 0 | 2.025
1995-04-17 09:00 | 332.6483 | 176.573 | 542.4185 | 39.6308 | 1.3336 | 1.5118 | 16.6603 | 18.8141 | 0.052253 | 0 | 0.033286
1995-04-17 10:00 | 291.4933 | 153.4324 | 615.775 | 47.3945 | 1.0414 | 1.5426 | 16.5604 | 18.6734 | 0.052253 | 0 | 0.07
1995-04-17 11:00 | 296.6853 | 152.3744 | 583.954 | 37.3544 | 1.3336 | 1.5454 | 16.491 | 18.598 | 0.052253 | 0 | 1.3258
1995-04-17 12:00 | 270.1868 | 142.0398 | 615.1186 | 42.4709 | 1.3336 | 1.5481 | 16.4076 | 18.5277 | 0.052253 | 0 | 4.5977
1995-04-17 13:00 | 303.6274 | 147.612 | 600.0258 | 50.9942 | 1.3336 | 1.5516 | 16.3389 | 18.469 | 0.052253 | 0 | 0.55252
1995-04-17 14:00 | 302.8769 | 148.4074 | 467.7104 | 42.026 | 0 | 1.5524 | 16.3233 | 18.5061 | 0.052253 | 0 | 10.2763
1995-04-17 15:00 | 318.386 | 152.4844 | 355.1319 | 45.8024 | 1.3336 | 1.5528 | 16.3598 | 18.5826 | 0.052253 | 0 | 9.4508
1995-04-17 16:00 | 321.92 | 153.0748 | 234.8051 | 51.3048 | 1.0431 | 1.5506 | 16.404 | 18.5048 | 0.052253 | 0 | 29.555
1995-04-17 17:00 | 332.9186 | 147.9182 | 97.0648 | 52.662 | 1.9836 | 1.5487 | 16.4164 | 18.542 | 0.052253 | 0 | 56.627
1995-04-17 18:00 | 332.155 | 144.1842 | 15.0368 | 65.1105 | 1.9836 | 1.5479 | 16.5054 | 18.5604 | 0.052253 | 0.0042866 | 94.7465
1995-04-17 19:00 | 329.8496 | 140.8483 | 0.004624 | 73.4355 | 1.9836 | 1.5456 | 17.4015 | 18.6906 | 0.052253 | 0.0042866 | 68.2711
1995-04-17 20:00 | 331.2365 | 136.9498 | 0 | 71.4936 | 1.9836 | 1.5449 | 17.1104 | 18.7855 | 0.052253 | 0.0042866 | 63.6478
1995-04-17 21:00 | 330.483 | 140.8392 | 0 | 71.2019 | 1.9836 | 1.5437 | 17.3803 | 18.7152 | 0.052253 | 0.0042866 | 71.7295
1995-04-17 22:00 | 338.9586 | 148.8075 | 0 | 77.2916 | 1.9836 | 1.5452 | 16.4974 | 18.697 | 0.052253 | 0.0042866 | 37.11
1995-04-17 23:00 | 334.6325 | 146.6117 | 0 | 65.4271 | 1.9836 | 1.5448 | 17.0032 | 18.577 | 0.052253 | 0.0042866 | 31.1844
1995-04-18 | 334.1517 | 148.851 | 0 | 49.8572 | 14.4273 | 1.5485 | 20.7961 | 18.5678 | 0.085582 | 0.0042866 | 19.5001
1995-04-18 01:00 | 336.0804 | 150.8453 | 0 | 49.68 | 14.4273 | 1.5483 | 16.6634 | 18.4287 | 0.085582 | 0.0042866 | 14.795
1995-04-18 02:00 | 334.5981 | 153.4623 | 0 | 58.4139 | 14.4273 | 1.5592 | 16.6476 | 18.4088 | 0.085582 | 0.0042866 | 18.0835
1995-04-18 03:00 | 332.2618 | 160.4489 | 0.0018137 | 46.1037 | 14.4273 | 1.5536 | 16.6403 | 18.4006 | 0.085582 | 0.0042866 | 25.1915
1995-04-18 04:00 | 333.1319 | 171.1016 | 0.46272 | 34.3914 | 9.362 | 1.5498 | 16.6809 | 18.449 | 0.085582 | 0.0042866 | 24.1071
1995-04-18 05:00 | 331.818 | 183.8407 | 23.1127 | 47.5854 | 1.9836 | 1.5791 | 16.7478 | 18.4322 | 0.085582 | 0.0042866 | 20.8374
1995-04-18 06:00 | 328.6619 | 192.0296 | 110.7868 | 32.049 | 0.009022 | 1.5787 | 12.7549 | 18.515 | 0.052253 | 0.0042866 | 25.4548
1995-04-18 07:00 | 322.8245 | 199.6513 | 267.0654 | 31.7375 | 0 | 1.5802 | 12.8174 | 18.5273 | 0.052253 | 0 | 7.6565
1995-04-18 08:00 | 329.1733 | 203.4096 | 407.6222 | 29.0481 | 0 | 1.5827 | 12.8736 | 18.5252 | 0 | 0 | 0.94908
1995-04-18 09:00 | 306.004 | 202.3186 | 523.5263 | 24.5464 | 0 | 1.5849 | 12.8647 | 18.5588 | 0 | 0 | 0
1995-04-18 10:00 | 320.2837 | 189.3453 | 524.3627 | 19.4064 | 0 | 1.5889 | 12.7177 | 18.4353 | 0 | 0 | 0.084772
1995-04-18 11:00 | 326.9745 | 178.1473 | 578.8498 | 13.9068 | 0 | 1.5859 | 12.8654 | 18.5306 | 0 | 0 | 0
1995-04-18 12:00 | 326.3773 | 168.8443 | 599.1293 | 22.6903 | 0 | 1.5872 | 12.8188 | 18.5177 | 0 | 0 | 0.27327
1995-04-18 13:00 | 321.0365 | 159.1826 | 558.4925 | 22.8447 | 0 | 1.5884 | 12.7556 | 18.4732 | 0 | 0 | 0
1995-04-18 14:00 | 322.1197 | 155.5616 | 519.5945 | 22.9494 | 0 | 1.5896 | 12.7289 | 18.4309 | 0 | 0 | 1.9726
1995-04-18 15:00 | 329.0108 | 155.444 | 405.2089 | 26.6253 | 0.65 | 1.59 | 12.8109 | 18.4434 | 0.052253 | 0 | 0.18857
1995-04-18 16:00 | 353.8346 | 153.5944 | 273.1587 | 26.436 | 1.9836 | 1.5899 | 13.6932 | 18.4915 | 0.085582 | 0 | 4.511
1995-04-18 17:00 | 360.2363 | 153.495 | 121.4386 | 24.7007 | 12.1494 | 1.5891 | 14.8296 | 18.5524 | 0.085582 | 0.0042866 | 14.0529
1995-04-18 18:00 | 354.6731 | 149.2866 | 17.2116 | 33.6293 | 14.4273 | 1.5875 | 18.082 | 18.5909 | 0.13066 | 0.0042866 | 35.1321
1995-04-18 19:00 | 339.6926 | 144.7382 | 0.0067691 | 50.2774 | 14.4273 | 1.5871 | 24.3865 | 18.6803 | 0.13066 | 0.0042866 | 21.1163
1995-04-18 20:00 | 324.6933 | 140.36 | 0 | 58.9016 | 14.4273 | 1.5871 | 24.5612 | 18.6783 | 0.13066 | 0.0042866 | 41.0147
1995-04-18 21:00 | 308.6452 | 136.6182 | 0 | 71.1225 | 14.4273 | 1.5868 | 24.0837 | 18.6382 | 0.13066 | 0.0042866 | 27.9224
1995-04-18 22:00 | 298.2108 | 141.8536 | 0 | 53.5695 | 14.4273 | 1.5878 | 24.3887 | 18.5416 | 0.13066 | 0.0042866 | 35.814
1995-04-18 23:00 | 280.0409 | 134.6063 | 0 | 65.5851 | 14.4273 | 1.6219 | 19.8686 | 18.4283 | 0.13066 | 0.0042866 | 43.832
1995-04-19 | 274.9222 | 131.6452 | 0 | 68.8335 | 14.4273 | 1.6221 | 91.7989 | 18.3236 | 0.57008 | 2.0497 | 45.1861
1995-04-19 01:00 | 259.8825 | 130.0042 | 0 | 55.4666 | 14.4273 | 1.6219 | 95.6352 | 18.2572 | 0.55341 | 2.0497 | 40.6281
1995-04-19 02:00 | 237.4638 | 130.4795 | 0 | 60.8577 | 14.4273 | 1.6212 | 99.3332 | 18.26 | 0.40194 | 2.0497 | 41.5114
1995-04-19 03:00 | 221.4387 | 134.7274 | 0.0034581 | 51.2539 | 14.4273 | 1.6153 | 99.0751 | 18.2835 | 0.40194 | 2.0497 | 45.4702
1995-04-19 04:00 | 202.7186 | 135.7226 | 0.81667 | 51.5778 | 14.4273 | 1.61 | 82.4311 | 18.1873 | 0.42409 | 2.0497 | 68.1196
1995-04-19 05:00 | 194.4884 | 134.8607 | 30.3938 | 53.2106 | 14.4273 | 1.6074 | 91.2515 | 18.2841 | 0.42409 | 2.0497 | 29.7999
1995-04-19 06:00 | 175.522 | 130.7522 | 150.7589 | 45.8437 | 14.4273 | 1.6071 | 79.9389 | 18.6195 | 0.42409 | 2.0295 | 20.7286
1995-04-19 07:00 | 146.1263 | 122.8138 | 344.6252 | 35.1772 | 14.4273 | 1.6085 | 58.766 | 18.7865 | 0.42409 | 2.0295 | 1.7611
1995-04-19 08:00 | 145.5582 | 112.7028 | 521.9911 | 24.2419 | 13.7773 | 1.611 | 29.0939 | 18.8213 | 0.42409 | 0.22148 | 0.12955
1995-04-19 09:00 | 133.3746 | 102.902 | 642.1857 | 24.003 | 13.7773 | 1.6143 | 29.0288 | 18.8157 | 0.42409 | 0 | 0
1995-04-19 10:00 | 127.7871 | 91.017 | 697.6213 | 23.281 | 13.7773 | 1.6197 | 29.3006 | 18.671 | 0.42409 | 0 | 0.015632
1995-04-19 11:00 | 136.3723 | 83.0242 | 730.8108 | 22.1948 | 13.7773 | 1.5747 | 29.9374 | 18.4966 | 0.44624 | 0 | 0.023928
1995-04-19 12:00 | 143.0623 | 78.3119 | 723.8907 | 26.4221 | 13.7773 | 1.5763 | 29.7612 | 18.6784 | 0.44624 | 0 | 0.78917
1995-04-19 13:00 | 158.1551 | 74.4134 | 677.0269 | 18.5032 | 13.7773 | 1.5775 | 29.7168 | 18.6812 | 0.60163 | 0.012566 | 0.55577
1995-04-19 14:00 | 155.5266 | 72.5911 | 585.7347 | 19.1915 | 14.4273 | 1.5786 | 29.7582 | 18.6231 | 0.79003 | 0.22148 | 2.9872
1995-04-19 15:00 | 178.6197 | 70.8572 | 456.3231 | 25.3139 | 14.4273 | 1.5705 | 34.9849 | 18.7474 | 0.76788 | 0.22148 | 1.0105
1995-04-19 16:00 | 198.3589 | 71.6854 | 269.1511 | 43.2042 | 14.4273 | 1.5703 | 82.1384 | 18.709 | 0.76788 | 0.22148 | 22.3682
1995-04-19 17:00 | 227.2062 | 70.9097 | 106.2144 | 44.123 | 15.81 | 1.558 | 89.4075 | 18.6898 | 0.76788 | 0.4199 | 63.6539
1995-04-19 18:00 | 251.0212 | 70.2313 | 18.2395 | 49.2674 | 15.81 | 1.557 | 92.8698 | 18.7978 | 0.75105 | 2.7927 | 81.4
1995-04-19 19:00 | 263.7051 | 69.1287 | 0.010926 | 52.9924 | 15.81 | 1.556 | 92.455 | 18.8726 | 0.73422 | 2.7321 | 71.1775
1995-04-19 20:00 | 280.098 | 67.2714 | 0 | 56.2054 | 15.81 | 1.5561 | 91.6398 | 18.8935 | 0.73422 | 4.607 | 61.7402
1995-04-19 21:00 | 284.0596 | 64.3522 | 0 | 53.0536 | 15.81 | 1.5559 | 92.1926 | 18.8453 | 0.73422 | 4.5511 | 51.3096
1995-04-19 22:00 | 275.9919 | 62.7014 | 0 | 62.4952 | 15.81 | 1.5568 | 91.6226 | 18.6477 | 0.73422 | 4.6001 | 49.4831
1995-04-19 23:00 | 270.0585 | 63.4089 | 0 | 52.3513 | 15.81 | 1.5571 | 85.8388 | 18.5456 | 0.73422 | 4.583 | 54.3128
1995-04-20 | 267.7729 | 65.5526 | 0 | 73.0249 | 15.81 | 1.5571 | 102.1964 | 18.5858 | 0.73422 | 8.6922 | 35.8461
1995-04-20 01:00 | 268.4216 | 67.532 | 0 | 64.0877 | 15.81 | 1.5569 | 96.8797 | 18.3761 | 0.72874 | 7.596 | 28.4786
1995-04-20 02:00 | 270.6232 | 70.4276 | 0 | 64.3371 | 15.81 | 1.5562 | 103.4903 | 18.3386 | 0.72874 | 5.3264 | 16.1532
1995-04-20 03:00 | 271.2999 | 72.5623 | 0.0063458 | 60.7872 | 15.81 | 1.5649 | 81.5091 | 18.3388 | 0.72874 | 5.3264 | 53.4352
1995-04-20 04:00 | 266.6915 | 72.1708 | 0.82738 | 43.3103 | 15.81 | 1.5596 | 99.2432 | 18.3626 | 0.70782 | 5.3167 | 54.2914
1995-04-20 05:00 | 248.4204 | 70.0121 | 30.9218 | 36.2637 | 15.81 | 1.557 | 82.1746 | 18.4574 | 0.7468 | 5.2965 | 56.1153
1995-04-20 06:00 | 230.7807 | 69.1551 | 154.4471 | 32.7513 | 15.81 | 1.5566 | 65.2262 | 18.6508 | 0.74142 | 5.2965 | 38.154
1995-04-20 07:00 | 209.9555 | 71.0036 | 362.0611 | 28.801 | 15.16 | 1.5804 | 66.8217 | 18.7465 | 0.74142 | 2.0295 | 3.8248
1995-04-20 08:00 | 188.8681 | 73.872 | 546.6086 | 25.3565 | 15.16 | 1.5831 | 28.8985 | 18.7528 | 0.7205 | 0.22148 | 0.07
1995-04-20 09:00 | 169.3842 | 76.1637 | 677.0909 | 25.2186 | 15.16 | 1.5863 | 25.9237 | 18.7074 | 0.69835 | 0.22148 | 0
1995-04-20 10:00 | 141.3972 | 78.525 | 750.2903 | 26.93 | 15.16 | 1.591 | 25.8375 | 18.642 | 0.69835 | 0.22148 | 0
1995-04-20 11:00 | 134.2727 | 81.2413 | 781.3229 | 20.8254 | 15.16 | 1.5932 | 25.7787 | 18.5975 | 0.4104 | 0.22148 | 0.14004
1995-04-20 12:00 | 138.0663 | 88.7394 | 756.5297 | 17.2288 | 15.16 | 1.5946 | 25.6541 | 18.5032 | 0.4104 | 0.22148 | 0
1995-04-20 13:00 | 132.2667 | 93.8231 | 741.7457 | 19.3928 | 15.16 | 1.5955 | 25.541 | 18.5318 | 0.4104 | 0.22148 | 0
1995-04-20 14:00 | 137.9397 | 101.224 | 622.0677 | 29.1433 | 15.81 | 1.6221 | 25.4844 | 18.5215 | 0.60884 | 0.22148 | 2.5014
1995-04-20 15:00 | 145.0079 | 106.8715 | 510.7788 | 32.3076 | 15.81 | 1.6225 | 31.932 | 18.6837 | 0.7205 | 0.22148 | 0.0087954
1995-04-20 16:00 | 141.2964 | 110.5853 | 326.3138 | 32.7852 | 15.81 | 1.6225 | 81.6977 | 18.6517 | 0.7205 | 0.22148 | 8.475
1995-04-20 17:00 | 168.3206 | 111.3671 | 140.5564 | 43.6259 | 15.81 | 1.6216 | 89.7208 | 18.7184 | 0.7205 | 2.7739 | 44.2087
1995-04-20 18:00 | 174.3697 | 112.3497 | 20.9506 | 59.1871 | 15.81 | 1.6204 | 94.2152 | 18.7776 | 0.71518 | 6.9404 | 78.8522
1995-04-20 19:00 | 179.4089 | 111.4871 | 0.018029 | 72.0008 | 15.81 | 1.6196 | 107.0562 | 18.8029 | 0.73201 | 5.3826 | 81.7789
1995-04-20 20:00 | 183.4426 | 111.6723 | 0 | 63.6892 | 15.81 | 1.6197 | 115.1167 | 18.8399 | 0.73201 | 5.3826 | 58.5925
1995-04-20 21:00 | 181.8468 | 113.6063 | 0 | 65.2868 | 15.81 | 2.6829 | 120.8171 | 18.8399 | 0.73201 | 8.7484 | 62.3064
1995-04-20 22:00 | 169.3872 | 113.9749 | 0 | 70.3455 | 15.81 | 2.6983 | 102.8905 | 18.6974 | 0.73201 | 5.3826 | 78.675
1995-04-20 23:00 | 168.8025 | 120.7507 | 0 | 50.5371 | 15.81 | 2.7102 | 119.1311 | 18.5979 | 0.73201 | 5.3826 | 58.7507
1995-04-21 | 168.4104 | 119.8736 | 0 | 86.9075 | 15.81 | 1.6203 | 30.2928 | 18.4911 | 0.11399 | 0 | 41.0415
1995-04-21 01:00 | 167.9365 | 108.2314 | 0 | 86.2748 | 15.81 | 1.6202 | 33.6681 | 18.3163 | 0.11399 | 0 | 34.2233
1995-04-21 02:00 | 172.5361 | 101.3269 | 0 | 81.0489 | 15.81 | 1.6195 | 33.344 | 18.2844 | 0.11399 | 0 | 30.237
1995-04-21 03:00 | 185.4222 | 95.9573 | 0.0054813 | 61.7605 | 15.81 | 1.6161 | 25.0335 | 18.3725 | 0.11399 | 0 | 57.6713
1995-04-21 04:00 | 192.8554 | 90.0998 | 1.0197 | 50.8455 | 15.81 | 1.6096 | 25.0008 | 18.2811 | 0.11399 | 0 | 46.6446
1995-04-21 05:00 | 199.739 | 85.6916 | 35.9981 | 46.1729 | 15.81 | 1.6065 | 20.5175 | 18.3468 | 0.11399 | 0 | 31.8422
1995-04-21 06:00 | 197.8984 | 81.9579 | 168.7139 | 39.8646 | 15.81 | 1.606 | 17.302 | 18.5049 | 0.13066 | 0 | 22.6928
1995-04-21 07:00 | 178.1884 | 83.2788 | 386.1288 | 30.4705 | 15.16 | 1.6072 | 17.3582 | 18.6187 | 0.13066 | 0 | 3.4012
1995-04-21 08:00 | 153.4461 | 87.8341 | 592.6203 | 24.4782 | 0 | 1.61 | 13.5637 | 18.635 | 0 | 0 | 0.19826
1995-04-21 09:00 | 144.8893 | 87.7704 | 692.0611 | 22.7476 | 0 | 1.6126 | 6.9569 | 18.6004 | 0 | 0 | 0
1995-04-21 10:00 | 167.0935 | 80.1913 | 744.0295 | 23.3559 | 0 | 1.617 | 6.8847 | 18.5315 | 0 | 0 | 0
1995-04-21 11:00 | 150.2971 | 73.8902 | 772.1055 | 13.5023 | 0 | 1.619 | 6.8303 | 18.5229 | 0 | 0 | 0
1995-04-21 12:00 | 163.3625 | 76.1558 | 753.7038 | 15.5873 | 0 | 1.6202 | 4.738 | 17.7907 | 0 | 0 | 2.3482
1995-04-21 13:00 | 166.1857 | 82.898 | 676.2134 | 23.5846 | 0 | 1.6211 | 4.6309 | 17.7183 | 0 | 0 | 0.1249
1995-04-21 14:00 | 187.6941 | 92.4729 | 564.5619 | 17.5916 | 0.65 | 1.6219 | 4.6787 | 17.7892 | 0 | 0 | 0.89248
1995-04-21 15:00 | 239.3208 | 106.8068 | 424.0656 | 27.187 | 0.90638 | 1.6222 | 6.649 | 18.5061 | 0.052253 | 0 | 14.8953
1995-04-21 16:00 | 279.8343 | 121.9805 | 262.9745 | 30.137 | 1.9836 | 1.6218 | 7.8167 | 18.5689 | 0.13066 | 0 | 47.1667
1995-04-21 17:00 | 335.0785 | 145.7439 | 103.2738 | 34.9662 | 1.9836 | 1.621 | 10.2219 | 18.6388 | 0.13066 | 0 | 47.0561
1995-04-21 18:00 | 351.0096 | 164.5458 | 19.4126 | 42.1365 | 1.9836 | 1.6199 | 10.3656 | 18.6597 | 0.13066 | 0 | 73.5137
1995-04-21 19:00 | 345.684 | 183.289 | 0.017675 | 28.7407 | 15.102 | 1.6189 | 10.4432 | 18.7599 | 0.13066 | 0 | 30.6149
1995-04-21 20:00 | 346.2166 | 201.8002 | 0 | 45.0747 | 1.9836 | 1.6325 | 10.4865 | 18.806 | 0.13066 | 0 | 34.8964
1995-04-21 21:00 | 336.353 | 214.1695 | 0 | 38.0579 | 10.938 | 1.6321 | 8.5739 | 18.7922 | 0.13066 | 0 | 41.8283
1995-04-21 22:00 | 332.6423 | 220.5846 | 0 | 26.4483 | 1.9836 | 1.6331 | 10.1302 | 18.4872 | 0.13066 | 0 | 41.1471
1995-04-21 23:00 | 326.4187 | 225.3107 | 0 | 23.3395 | 1.9836 | 1.6332 | 10.2406 | 18.5562 | 0.13066 | 0 | 28.098
1995-04-22 | 291.3953 | 224.9088 | 0 | 44.063 | 1.9836 | 1.6312 | 7.532 | 17.9917 | 0.13066 | 0 | 20.3272
1995-04-22 01:00 | 283.2789 | 220.6156 | 0 | 32.2831 | 1.9836 | 1.6308 | 7.3716 | 17.79 | 0.13066 | 0 | 32.0861
1995-04-22 02:00 | 266.4678 | 228.3482 | 0 | 33.6232 | 1.9836 | 1.6301 | 7.2881 | 17.7682 | 0.13066 | 0 | 25.9392
1995-04-22 03:00 | 254.8026 | 229.2069 | 0.0068401 | 30.6014 | 2.1556 | 1.5807 | 7.2029 | 17.7511 | 0.13066 | 0 | 25.915
1995-04-22 04:00 | 243.6752 | 227.8661 | 0.91962 | 22.5759 | 1.9836 | 1.5755 | 6.3583 | 17.9589 | 0.13066 | 0 | 30.3228
1995-04-22 05:00 | 221.8948 | 226.1715 | 38.1865 | 23.5548 | 0.40408 | 1.5922 | 6.2998 | 17.2008 | 0.052253 | 0 | 24.7348
1995-04-22 06:00 | 192.2806 | 227.8581 | 155.3567 | 23.0487 | 0 | 1.5919 | 6.397 | 16.2277 | 0 | 0 | 20.0172
1995-04-22 07:00 | 171.3755 | 218.0836 | 332.772 | 21.9045 | 0 | 0 | 6.3581 | 16.5112 | 0 | 0 | 7.048
1995-04-22 08:00 | 132.1852 | 218.7673 | 504.9024 | 15.8684 | 0 | 1.6421 | 6.357 | 17.3808 | 0 | 0 | 1.0943
1995-04-22 09:00 | 107.9482 | 212.3003 | 588.0244 | 23.9597 | 0 | 1.645 | 6.4261 | 16.4292 | 0 | 0 | 2.5522
1995-04-22 10:00 | 98.7379 | 199.1182 | 628.7413 | 21.2927 | 0 | 1.6584 | 6.5321 | 16.8705 | 0 | 0 | 1.1104
1995-04-22 11:00 | 108.7717 | 184.785 | 668.1988 | 20.3995 | 0 | 1.6604 | 6.3593 | 16.2238 | 0 | 0 | 2.0476
1995-04-22 12:00 | 115.3971 | 172.3868 | 632.2373 | 10.2552 | 0 | 1.6618 | 6.1619 | 9.549 | 0 | 0 | 0.30794
1995-04-22 13:00 | 129.5264 | 171.5851 | 620.9005 | 15.4932 | 0 | 1.6628 | 6.2473 | 15.8923 | 0 | 0 | 0.62608
1995-04-22 14:00 | 134.3907 | 169.6527 | 546.159 | 13.7297 | 0 | 0 | 6.2534 | 15.9373 | 0 | 0 | 0.029286
1995-04-22 15:00 | 161.1416 | 165.2378 | 397.4188 | 23.3573 | 1.9836 | 1.6641 | 6.4769 | 16.4501 | 0.044582 | 0 | 2.712
1995-04-22 16:00 | 204.7056 | 165.2662 | 254.8817 | 24.6552 | 1.9836 | 1.664 | 6.6831 | 17.8918 | 0.089659 | 0 | 11.7609
1995-04-22 17:00 | 249.7893 | 163.3225 | 124.8156 | 24.3742 | 1.9836 | 1.6632 | 8.0716 | 16.9652 | 0.089659 | 0 | 23.5051
1995-04-22 18:00 | 251.9481 | 166.7393 | 22.0896 | 30.3874 | 1.9836 | 1.662 | 9.4369 | 17.1654 | 0.089659 | 0 | 49.6156
1995-04-22 19:00 | 252.4975 | 163.8776 | 0.011489 | 32.0191 | 1.9836 | 1.6691 | 10.1219 | 16.8925 | 0.089659 | 0 | 44.1785
1995-04-22 20:00 | 255.0363 | 167.3277 | 0 | 38.1107 | 4.6044 | 1.669 | 14.9053 | 17.4393 | 0.089659 | 0 | 32.6524
1995-04-22 21:00 | 246.169 | 163.3032 | 0 | 48.9394 | 14.1923 | 1.6685 | 14.8476 | 17.3616 | 0.089659 | 0 | 25.0912
1995-04-22 22:00 | 244.0428 | 155.7639 | 0 | 42.0781 | 15.81 | 1.6694 | 14.6971 | 17.4864 | 0.089659 | 0 | 29.2136
1995-04-22 23:00 | 230.7726 | 156.4792 | 0 | 48.0608 | 15.81 | 1.6695 | 16.3111 | 18.3122 | 0.089659 | 0 | 23.9043
1995-04-23 | 231.587 | 154.9267 | 0 | 68.9294 | 15.81 | 1.6643 | 16.0315 | 18.3292 | 0.011253 | 0 | 67.675
1995-04-23 01:00 | 215.9795 | 150.892 | 0 | 63.8005 | 15.81 | 1.6663 | 11.3032 | 17.9674 | 0.011253 | 0 | 59.5334
1995-04-23 02:00 | 207.1433 | 144.8102 | 0 | 78.873 | 15.81 | 1.6633 | 6.4604 | 18.2368 | 0.011253 | 0 | 72.3194
1995-04-23 03:00 | 193.644 | 142.3398 | 0.0086514 | 70.2179 | 15.81 | 1.6617 | 18.7479 | 18.2257 | 0.011253 | 0 | 74.7104
1995-04-23 04:00 | 192.4025 | 136.6856 | 1.1512 | 66.0022 | 15.81 | 1.6603 | 13.0562 | 18.2434 | 0.011253 | 0 | 93.7472
1995-04-23 05:00 | 179.5831 | 129.5478 | 40.6745 | 82.8239 | 15.81 | 1.6567 | 13.7594 | 18.3285 | 0.011253 | 0 | 74.3384
1995-04-23 06:00 | 171.3851 | 129.413 | 168.845 | 80.8152 | 15.81 | 1.6557 | 14.398 | 18.5225 | 0.011253 | 0 | 40.8696
1995-04-23 07:00 | 159.3606 | 123.8593 | 381.1476 | 61.4217 | 15.81 | 1.6567 | 7.129 | 18.7431 | 0.011253 | 0 | 12.7782
1995-04-23 08:00 | 107.7971 | 112.157 | 558.3232 | 33.9753 | 15.81 | 1.6403 | 7.1653 | 18.3184 | 0.011253 | 0 | 10.9779
1995-04-23 09:00 | 117.8349 | 110.3061 | 705.5192 | 22.9623 | 15.81 | 1.6437 | 10.9465 | 18.6456 | 0.011253 | 0 | 0
1995-04-23 10:00 | 95.9666 | 100.6343 | 761.7318 | 31.3634 | 15.81 | 1.6475 | 6.9814 | 18.5281 | 0.011253 | 0 | 6.1736
1995-04-23 11:00 | 112.5758 | 103.6301 | 765.9976 | 18.6445 | 15.81 | 1.6496 | 18.6379 | 18.4336 | 0.011253 | 0 | 1.4295
1995-04-23 12:00 | 130.6098 | 111.0857 | 750.2337 | 33.4907 | 15.81 | 1.6517 | 6.964 | 18.524 | 0.011253 | 0 | 0.09129
1995-04-23 13:00 | 162.6695 | 117.3739 | 711.3223 | 24.787 | 15.81 | 1.6524 | 6.8283 | 18.353 | 0.052253 | 0 | 0.11748
1995-04-23 14:00 | 160.8221 | 134.0621 | 612.2492 | 25.6263 | 15.81 | 1.6532 | 6.9447 | 18.4402 | 0.052253 | 0 | 0.80194
1995-04-23 15:00 | 169.8376 | 150.4492 | 452.9386 | 23.575 | 15.81 | 1.6531 | 18.0783 | 18.3823 | 0.052253 | 0 | 6.2684
1995-04-23 16:00 | 202.5569 | 175.2106 | 288.9352 | 27.5795 | 15.81 | 1.6523 | 6.9819 | 18.4206 | 0.052253 | 0 | 13.9514
1995-04-23 17:00 | 248.1172 | 191.8959 | 116.309 | 30.8831 | 15.81 | 1.6515 | 11.9 | 18.5204 | 0.052253 | 0.020247 | 73.9794
1995-04-23 18:00 | 282.2538 | 191.0025 | 21.757 | 47.9009 | 15.81 | 1.6578 | 7.9362 | 18.6659 | 0.052253 | 0.020247 | 91.7452
1995-04-23 19:00 | 291.0274 | 186.1101 | 0.034674 | 59.4319 | 15.81 | 1.6573 | 17.5237 | 18.691 | 0.052253 | 0.020247 | 56.6685
1995-04-23 20:00 | 314.2296 | 180.9066 | 0 | 54.6648 | 15.81 | 1.6569 | 18.5007 | 18.6709 | 0.052253 | 0.020247 | 55.6564
1995-04-23 21:00 | 310.8031 | 182.6342 | 0 | 64.0898 | 15.81 | 1.6562 | 18.5662 | 18.664 | 0.052253 | 0.020247 | 40.9792
1995-04-23 22:00 | 285.2517 | 196.8907 | 0 | 59.0747 | 15.81 | 1.6565 | 17.8851 | 18.4692 | 0.052253 | 0.020247 | 37.9029
1995-04-23 23:00 | 296.0989 | 188.9774 | 0 | 56.0857 | 15.81 | 1.6546 | 16.0745 | 18.3978 | 0.052253 | 0.020247 | 34.2163
1995-04-24 | 293.9233 | 180.2933 | 0 | 71.6993 | 15.81 | 1.6562 | 7.5824 | 18.1365 | 0.052253 | 0.020247 | 27.3807
1995-04-24 01:00 | 288.0771 | 171.9777 | 0 | 69.5347 | 15.81 | 1.6567 | 7.475 | 18.0198 | 0.052253 | 0.020247 | 17.8192
1995-04-24 02:00 | 280.8403 | 166.328 | 0 | 68.323 | 15.81 | 1.6564 | 7.4386 | 18.0056 | 0.052253 | 0.020247 | 23.6395
1995-04-24 03:00 | 271.8222 | 159.9914 | 0.020381 | 63.8509 | 15.81 | 1.6406 | 7.2056 | 18.0063 | 0.052253 | 0.020247 | 30.952
1995-04-24 04:00 | 273.4536 | 162.5086 | 1.5422 | 51.2931 | 15.81 | 1.6364 | 7.4644 | 18.1119 | 0.052253 | 0.020247 | 62.36
1995-04-24 05:00 | 262.9613 | 175.7926 | 35.3222 | 51.467 | 15.81 | 1.6344 | 7.316 | 18.1307 | 0.052253 | 0.019936 | 48.2954
1995-04-24 06:00 | 282.9102 | 180.7174 | 151.4749 | 57.5427 | 17.1926 | 1.6149 | 7.4221 | 18.1087 | 0.052253 | 0.0042866 | 16.2382
1995-04-24 07:00 | 274.0287 | 186.0214 | 344.6409 | 32.6791 | 17.0949 | 1.6163 | 7.4983 | 18.1124 | 0.052253 | 0.0042866 | 3.7837
1995-04-24 08:00 | 212.6643 | 194.9857 | 478.2362 | 44.1292 | 17.1926 | 1.619 | 7.2779 | 18.2358 | 0.052253 | 0.0042866 | 4.96
1995-04-24 09:00 | 260.5195 | 199.6073 | 613.9628 | 46.4278 | 17.1926 | 1.6219 | 6.7378 | 18.1785 | 0.052253 | 0 | 0.27674
1995-04-24 10:00 | 197.0919 | 187.8863 | 605.3513 | 28.8458 | 17.1926 | 1.6262 | 6.7178 | 18.2161 | 0.052253 | 0 | 0.38132
1995-04-24 11:00 | 260.1668 | 194.4362 | 661.1565 | 39.8767 | 17.1926 | 1.6279 | 6.6108 | 18.143 | 0.052253 | 0 | 0.47035
1995-04-24 12:00 | 272.6084 | 195.1926 | 606.7227 | 32.9607 | 17.1926 | 1.6292 | 6.5032 | 18.0938 | 0.052253 | 0 | 0.2652
1995-04-24 13:00 | 283.2035 | 197.9058 | 626.8887 | 30.4769 | 17.1926 | 1.6315 | 6.4517 | 18.1014 | 0.052253 | 0 | 0.78961
1995-04-24 14:00 | 237.4449 | 202.1643 | 501.0187 | 49.0052 | 17.1926 | 1.6328 | 6.4584 | 18.107 | 0.011253 | 0 | 6.0168
1995-04-24 15:00 | 336.8533 | 208.5097 | 364.0683 | 22.3984 | 16.0567 | 1.6332 | 6.629 | 18.1277 | 0.011253 | 0 | 8.5862
1995-04-24 16:00 | 279.2782 | 209.9483 | 240.8108 | 44.7344 | 17.1926 | 1.6312 | 7.6458 | 18.2936 | 0.011253 | 0.0042866 | 15.963
1995-04-24 17:00 | 310.4204 | 212.3651 | 89.7555 | 42.599 | 17.1926 | 1.6295 | 7.5901 | 18.0645 | 0.011253 | 0.0042866 | 57.7646
1995-04-24 18:00 | 335.2675 | 223.9465 | 20.2452 | 45.7206 | 17.1926 | 1.6288 | 7.8076 | 18.3223 | 0.011253 | 0.0042866 | 66.8942
1995-04-24 19:00 | 363.9988 | 228.6492 | 0.035979 | 30.5531 | 17.1926 | 1.6275 | 7.7443 | 17.2172 | 0.011253 | 0.0042866 | 48.7299
1995-04-24 20:00 | 360.0472 | 229.0594 | 0 | 35.1429 | 17.1168 | 1.6269 | 7.6851 | 18.1792 | 0.011253 | 0.0042866 | 42.0432
1995-04-24 21:00 | 339.0043 | 227.9032 | 0 | 33.948 | 17.1926 | 1.6262 | 7.4588 | 18.2045 | 0.011253 | 0.0042866 | 28.4927
1995-04-24 22:00 | 352.2489 | 220.8463 | 0 | 51.1997 | 16.4002 | 1.6269 | 7.7347 | 18.2634 | 0.011253 | 0.0042866 | 30.7665
1995-04-24 23:00 | 323.5427 | 211.0109 | 0 | 39.1035 | 17.1926 | 1.6265 | 7.2484 | 17.7484 | 0.011253 | 0.0042866 | 36.7122
1995-04-25 | 335.4428 | 208.7237 | 0 | 55.1583 | 7.6859 | 1.6284 | 8.844 | 18.0549 | 0 | 0 | 24.4271
1995-04-25 01:00 | 336.6463 | 200.3026 | 0 | 57.0478 | 0.65 | 1.6475 | 10.774 | 17.5732 | 0 | 0 | 8.0767
1995-04-25 02:00 | 349.1626 | 199.1001 | 0 | 53.7985 | 1.9136 | 1.6468 | 9.7488 | 16.8228 | 0 | 0 | 22.5736
1995-04-25 03:00 | 322.1884 | 195.2802 | 0.022802 | 47.2377 | 0.65 | 1.6415 | 6.6124 | 17.791 | 0 | 0 | 10.376
1995-04-25 04:00 | 300.8553 | 200.5031 | 1.7841 | 31.5143 | 0.65 | 1.6362 | 6.1762 | 17.4993 | 0 | 0 | 30.1885
1995-04-25 05:00 | 283.8637 | 203.822 | 34.5767 | 31.4755 | 0 | 1.6336 | 5.9598 | 17.8193 | 0 | 0 | 27.3311
1995-04-25 06:00 | 300.0529 | 199.4369 | 123.7031 | 30.3133 | 0 | 1.6331 | 5.9281 | 17.0122 | 0 | 0 | 9.0752
1995-04-25 07:00 | 256.694 | 204.0074 | 271.8505 | 31.2761 | 0 | 1.6343 | 5.8532 | 17.8011 | 0 | 0 | 4.6655
1995-04-25 08:00 | 241.5832 | 186.5647 | 424.9169 | 30.6571 | 0 | 1.6369 | 5.7174 | 16.8137 | 0 | 0 | 2.6321
1995-04-25 09:00 | 241.21 | 206.1175 | 518.5753 | 30.4925 | 0 | 1.6398 | 5.6578 | 17.6151 | 0 | 0 | 0.3157
1995-04-25 10:00 | 200.746 | 199.7068 | 543.3216 | 25.0083 | 0 | 1.6447 | 5.6374 | 16.4916 | 0 | 0 | 1.5307
1995-04-25 11:00 | 222.1541 | 204.7309 | 555.2214 | 30.5769 | 0 | 1.6469 | 5.6294 | 16.6731 | 0 | 0 | 0.86037
1995-04-25 12:00 | 238.51 | 212.7911 | 528.2358 | 28.3256 | 0 | 1.6385 | 5.6413 | 16.694 | 0 | 0 | 0
1995-04-25 13:00 | 233.8347 | 180.2909 | 526.1922 | 22.2661 | 0 | 1.6397 | 5.6287 | 16.7078 | 0 | 0 | 0
1995-04-25 14:00 | 254.7866 | 197.1284 | 458.7298 | 35.8206 | 0 | 1.6409 | 5.6621 | 16.6756 | 0 | 0 | 0.3115
1995-04-25 15:00 | 269.0802 | 208.8524 | 335.0265 | 23.2048 | 0 | 1.6413 | 5.6964 | 16.5931 | 0 | 0 | 1.6364
1995-04-25 16:00 | 324.5051 | 211.5002 | 208.6893 | 25.8053 | 0 | 1.6427 | 5.8259 | 16.7925 | 0 | 0 | 15.315
1995-04-25 17:00 | 322.55 | 207.0664 | 87.9682 | 29.9703 | 0 | 1.6415 | 5.8675 | 16.8293 | 0 | 0 | 19.8754
1995-04-25 18:00 | 376.0974 | 203.5675 | 18.4069 | 29.5018 | 0 | 1.6397 | 5.8139 | 17.6183 | 0 | 0 | 14.2453
1995-04-25 19:00 | 354.974 | 208.7998 | 0.02968 | 35.2822 | 0 | 1.6679 | 6.0605 | 16.6623 | 0.052253 | 0 | 35.9397
1995-04-25 20:00 | 368.506 | 219.8718 | 0 | 32.6488 | 0 | 1.6681 | 6.5803 | 17.0662 | 0.052253 | 0 | 16.0979
1995-04-25 21:00 | 355.0562 | 212.0897 | 0 | 37.8225 | 0 | 1.6679 | 6.5591 | 16.3682 | 0.052253 | 0 | 33.9612
1995-04-25 22:00 | 335.84 | 213.9746 | 0 | 40.0266 | 0 | 1.6692 | 6.6668 | 16.8947 | 0.052253 | 0 | 28.5248
1995-04-25 23:00 | 327.365 | 201.4452 | 0 | 35.3786 | 0 | 1.6697 | 6.3211 | 17.3727 | 0.052253 | 0 | 29.3194
1995-04-26 | 333.9654 | 221.4676 | 0 | 45.008 | 16.5426 | 1.67 | 12.5738 | 18.0572 | 0.052253 | 0 | 33.4597
1995-04-26 01:00 | 320.9847 | 213.7704 | 0 | 41.7859 | 16.5426 | 1.6894 | 12.5587 | 18.0126 | 0.052253 | 0 | 54.0025
1995-04-26 02:00 | 312.0623 | 209.1739 | 0 | 41.9799 | 16.5426 | 1.6891 | 12.6543 | 18.0488 | 0.052253 | 0 | 37.4711
1995-04-26 03:00 | 299.9232 | 211.6409 | 0.032514 | 39.1759 | 16.5426 | 1.6862 | 13.0528 | 17.9899 | 0.052253 | 0 | 50.4363
1995-04-26 04:00 | 288.3256 | 217.0601 | 1.607 | 36.2028 | 16.5426 | 1.6834 | 13.5082 | 18.035 | 0.052253 | 0 | 35.9282
1995-04-26 05:00 | 264.064 | 215.0162 | 32.432 | 33.0425 | 16.5426 | 1.6799 | 13.7167 | 17.8914 | 0.052253 | 0 | 47.1764
1995-04-26 06:00 | 245.9461 | 216.7514 | 134.1583 | 30.7758 | 16.5426 | 1.6797 | 12.4054 | 17.9228 | 0.052253 | 0 | 26.3607
1995-04-26 07:00 | 223.0223 | 205.1939 | 291.2469 | 34.1704 | 16.5426 | 1.6827 | 14.1191 | 18.1587 | 0.052253 | 0 | 20.1197
1995-04-26 08:00 | 199.4815 | 190.2274 | 448.6457 | 31.6937 | 13.6884 | 1.6964 | 10.4204 | 18.1256 | 0.052253 | 0 | 1.7872
1995-04-26 09:00 | 198.4084 | 184.5826 | 552.8478 | 25.1848 | 1.3336 | 1.6983 | 12.5978 | 18.2041 | 0.052253 | 0 | 1.2414
1995-04-26 10:00 | 198.9525 | 172.8678 | 572.4621 | 32.2525 | 1.3336 | 1.7016 | 9.4782 | 18.2157 | 0.052253 | 0 | 0.084213
1995-04-26 11:00 | 202.4264 | 146.845 | 646.9338 | 29.6817 | 1.3336 | 1.7033 | 9.0307 | 18.0352 | 0.052253 | 0 | 0
1995-04-26 12:00 | 210.2809 | 160.2135 | 600.3925 | 21.1166 | 1.3336 | 1.7039 | 8.8896 | 17.9401 | 0.052253 | 0 | 0.51492
1995-04-26 13:00 | 217.5822 | 151.6812 | 596.8942 | 25.3766 | 1.3336 | 1.7048 | 8.7816 | 17.926 | 0.052253 | 0 | 0
1995-04-26 14:00 | 229.2339 | 154.5891 | 512.3111 | 30.7915 | 1.3336 | 1.7058 | 9.231 | 17.8528 | 0.052253 | 0 | 0.93482
1995-04-26 15:00 | 257.0926 | 161.3318 | 410.2867 | 32.2152 | 1.3336 | 1.706 | 9.5686 | 17.9215 | 0.052253 | 0 | 1.5386
1995-04-26 16:00 | 282.2608 | 168.0544 | 277.444 | 32.0814 | 15.1313 | 1.7059 | 9.5575 | 18.3349 | 0.052253 | 0 | 9.0701
1995-04-26 17:00 | 323.2986 | 166.8282 | 126.8357 | 31.3004 | 16.6684 | 1.7054 | 9.7009 | 18.1626 | 0.052253 | 0.0042866 | 16.8591
1995-04-26 18:00 | 335.0845 | 173.8291 | 21.4871 | 36.4951 | 17.1926 | 1.7098 | 12.1255 | 18.469 | 0.052253 | 0.0042866 | 24.3496
1995-04-26 19:00 | 343.3678 | 179.4215 | 0.020554 | 37.7819 | 17.1926 | 1.704 | 12.6931 | 18.3539 | 0.052253 | 0.0042866 | 24.8702
1995-04-26 20:00 | 347.4043 | 184.7035 | 0 | 40.5067 | 17.1926 | 1.7041 | 12.5822 | 18.4636 | 0.052253 | 0.0042866 | 25.4477
1995-04-26 21:00 | 337.6153 | 182.1414 | 0 | 48.1236 | 17.1926 | 1.704 | 12.8441 | 18.479 | 0.052253 | 0.0042866 | 27.9918
1995-04-26 22:00 | 322.5498 | 164.1783 | 0 | 53.7643 | 17.1926 | 1.7049 | 13.3933 | 18.2996 | 0.052253 | 0.0042866 | 47.5364
1995-04-26 23:00 | 313.5049 | 155.238 | 0 | 46.3919 | 16.8646 | 1.7209 | 13.6419 | 18.1978 | 0.052253 | 0.0042866 | 46.6078
1995-04-27 | 305.6006 | 153.6747 | 0 | 62.3101 | 16.5426 | 1.721 | 31.5176 | 18.1928 | 0.66355 | 0.79077 | 39.2829
1995-04-27 01:00 | 292.3178 | 150.4586 | 0 | 53.4094 | 16.5426 | 1.7209 | 24.3702 | 18.1145 | 0.73733 | 0.79077 | 46.0514
1995-04-27 02:00 | 287.2267 | 147.5768 | 0 | 51.5275 | 16.5426 | 1.7203 | 19.8469 | 18.1331 | 0.71518 | 0.79077 | 53.9104
1995-04-27 03:00 | 281.1814 | 147.8627 | 0.044404 | 44.9095 | 16.5426 | 1.7174 | 20.0418 | 18.1342 | 0.71518 | 0.79077 | 51.7258
1995-04-27 04:00 | 279.6779 | 150.2437 | 1.7296 | 47.7564 | 16.5426 | 1.7144 | 20.4951 | 18.1359 | 0.69303 | 0.79077 | 26.6311
1995-04-27 05:00 | 266.8709 | 155.0144 | 39.0192 | 39.7246 | 16.5426 | 1.7124 | 19.0622 | 18.1965 | 0.71518 | 0.79077 | 20.8475
1995-04-27 06:00 | 254.9064 | 160.505 | 139.4713 | 43.5555 | 16.5426 | 1.7121 | 23.4623 | 18.2975 | 0.58054 | 0.79077 | 3.3262
1995-04-27 07:00 | 248.8438 | 160.0821 | 277.1667 | 42.0497 | 16.5426 | 1.706 | 21.5299 | 18.4172 | 0.45222 | 0.80253 | 7.5808
1995-04-27 08:00 | 221.7175 | 158.5559 | 409.6691 | 44.2682 | 16.5426 | 1.7082 | 18.0145 | 18.4511 | 0.37441 | 0.5813 | 0.23384
1995-04-27 09:00 | 219.1811 | 152.7766 | 494.9234 | 32.5796 | 16.5426 | 1.71 | 17.5473 | 18.411 | 0.10861 | 0.0090608 | 0
1995-04-27 10:00 | 215.9357 | 144.8515 | 551.2956 | 33.7165 | 16.5426 | 1.7124 | 17.2136 | 18.3384 | 0.27593 | 0.012121 | 0
1995-04-27 11:00 | 215.3521 | 140.7695 | 574.9247 | 30.5412 | 16.5426 | 1.7144 | 16.9481 | 18.3537 | 0.27168 | 0.00081231 | 0.27327
1995-04-27 12:00 | 228.0777 | 138.0541 | 563.7993 | 27.7875 | 16.5426 | 1.7158 | 16.6313 | 18.2666 | 0.27168 | 0.0081124 | 1.1941
1995-04-27 13:00 | 215.2308 | 139.8684 | 550.035 | 20.9673 | 16.5426 | 1.7172 | 16.6035 | 18.2115 | 0.27168 | 0.01026 | 0.23384
1995-04-27 14:00 | 228.3783 | 146.2952 | 479.0208 | 25.9664 | 16.5426 | 1.7189 | 16.5312 | 18.2982 | 0.29259 | 0.00092017 | 0.3659
1995-04-27 15:00 | 233.2968 | 149.5773 | 379.0815 | 35.7366 | 16.5426 | 1.7288 | 20.4474 | 18.3219 | 0.55963 | 0.57493 | 1.4214
1995-04-27 16:00 | 234.4641 | 152.6575 | 243.6358 | 41.8194 | 16.5426 | 1.7341 | 22.0634 | 18.4123 | 0.55963 | 0.79879 | 4.0746
1995-04-27 17:00 | 230.0859 | 154.9057 | 107.4752 | 53.2144 | 16.5426 | 1.7338 | 24.6138 | 18.3994 | 0.55963 | 0.79419 | 18.4027
1995-04-27 18:00 | 229.8442 | 153.6323 | 20.7224 | 64.4874 | 16.5426 | 1.7334 | 69.5683 | 18.5314 | 0.58054 | 2.0559 | 52.5833
1995-04-27 19:00 | 223.9528 | 149.3658 | 0.09195 | 74.9824 | 16.5426 | 1.7331 | 78.289 | 18.6178 | 0.58054 | 2.0598 | 62.7519
1995-04-27 20:00 | 230.1556 | 145.6009 | 0 | 66.5517 | 16.5426 | 1.7332 | 69.8993 | 18.665 | 0.58054 | 2.0603 | 85.3333
1995-04-27 21:00 | 229.2621 | 137.757 | 0 | 72.7637 | 16.5426 | 1.7332 | 88.6124 | 18.5716 | 0.55839 | 2.0607 | 58.5596
1995-04-27 22:00 | 222.7991 | 128.3099 | 0 | 80.5528 | 16.5426 | 1.7291 | 103.2541 | 18.4203 | 0.55839 | 2.0555 | 40.9831
1995-04-27 23:00 | 225.4459 | 121.1218 | 0 | 67.6841 | 16.5426 | 1.73 | 86.2611 | 18.1993 | 0.55839 | 2.0579 | 50.6968
1995-04-28 | 226.8946 | 113.4045 | 0 | 84.6919 | 17.1926 | 1.6962 | 103.5935 | 18.0345 | 0.72936 | 5.3235 | 72.2713
1995-04-28 01:00 | 221.7785 | 103.7217 | 0 | 86.2691 | 17.1926 | 1.6963 | 77.1298 | 17.9855 | 0.72936 | 5.319 | 52.9323
1995-04-28 02:00 | 225.4952 | 97.7396 | 0 | 80.4467 | 17.1926 | 1.7102 | 75.1008 | 17.9579 | 0.75151 | 5.3189 | 49.0576
1995-04-28 03:00 | 218.106 | 94.0567 | 0.054872 | 82.4373 | 17.1926 | 1.7075 | 77.0792 | 17.9468 | 0.75151 | 5.3233 | 39.2504
1995-04-28 04:00 | 221.2296 | 88.0898 | 1.9154 | 82.7767 | 17.1926 | 1.7053 | 81.6376 | 17.9749 | 0.72936 | 5.3205 | 29.1079
1995-04-28 05:00 | 201.6307 | 83.9639 | 42.5639 | 72.2012 | 17.1926 | 1.704 | 78.4568 | 18.0477 | 0.72936 | 5.3199 | 22.0852
1995-04-28 06:00 | 184.2179 | 80.1998 | 158.2198 | 63.0138 | 16.5426 | 1.7042 | 64.7644 | 18.1619 | 0.55076 | 4.8825 | 5.2657
1995-04-28 07:00 | 167.6736 | 74.2135 | 315.2595 | 59.5306 | 16.5426 | 1.7054 | 53.1872 | 18.2587 | 0.53393 | 4.1532 | 1.5433
1995-04-28 08:00 | 160.2615 | 68.4245 | 450.8752 | 48.9328 | 16.5426 | 1.7075 | 37.8656 | 18.2887 | 0.57275 | 2.0295 | 0.59151
1995-04-28 09:00 | 148.591 | 64.6331 | 554.527 | 53.8422 | 16.5426 | 1.7099 | 31.5359 | 18.2826 | 0.57275 | 0 | 0.015237
1995-04-28 10:00 | 135.8741 | 69.0722 | 631.5946 | 52.5093 | 9.2586 | 1.7119 | 29.3281 | 18.2324 | 0.55325 | 0 | 0.24086
1995-04-28 11:00 | 136.3106 | 66.1936 | 685.3429 | 52.3072 | 16.5426 | 1.715 | 29.4391 | 18.2266 | 0.41861 | 0 | 0.86085
1995-04-28 12:00 | 145.2411 | 63.9414 | 704.138 | 33.1281 | 13.6208 | 1.7026 | 29.5397 | 18.1371 | 0.41861 | 0 | 0
1995-04-28 13:00 | 141.2865 | 67.1907 | 674.8799 | 39.788 | 11.8513 | 1.7166 | 29.3425 | 18.0961 | 0.41861 | 0 | 0.16194
1995-04-28 14:00 | 151.933 | 74.1702 | 588.436 | 54.2243 | 17.1926 | 1.7163 | 29.3151 | 18.1246 | 0.41861 | 0.0042866 | 2.9297
1995-04-28 15:00 | 154.5182 | 76.8228 | 467.0511 | 58.9565 | 17.1926 | 1.7175 | 30.2186 | 17.9118 | 0.41861 | 0.0042866 | 2.8987
1995-04-28 16:00 | 156.5503 | 79.1 | 307.9872 | 57.6128 | 17.1926 | 1.7184 | 63.8931 | 18.2202 | 0.41861 | 0.24173 | 4.235
1995-04-28 17:00 | 152.6101 | 77.247 | 143.6468 | 62.2732 | 17.1926 | 1.7188 | 82.9258 | 18.2509 | 0.71053 | 2.8407 | 24.1681
1995-04-28 18:00 | 152.2929 | 74.3507 | 29.6595 | 81.5411 | 17.1926 | 1.7187 | 93.2821 | 18.315 | 0.71053 | 8.8722 | 69.7228
1995-04-28 19:00 | 147.4829 | 71.1966 | 0.034677 | 88.9319 | 17.1926 | 1.6944 | 110.382 | 18.2769 | 0.71053 | 11.1322 | 55.2126
1995-04-28 20:00 | 154.4918 | 66.8198 | 0 | 81.1808 | 17.1926 | 1.6949 | 111.6874 | 18.342 | 0.71053 | 8.8722 | 67.8818
1995-04-28 21:00 | 150.2454 | 64.5808 | 0 | 97.7861 | 17.1926 | 1.6952 | 93.7403 | 18.3023 | 0.73268 | 8.8722 | 76.8311
1995-04-28 22:00 | 146.2274 | 62.7087 | 0 | 97.9079 | 17.1926 | 1.6959 | 115.5234 | 18.1877 | 0.71176 | 8.8722 | 57.7925
1995-04-28 23:00 | 147.5564 | 65.0144 | 0 | 79.9228 | 17.1926 | 1.6963 | 113.8108 | 18.0004 | 0.71176 | 11.1322 | 50.3721
1995-04-29 | 152.4396 | 65.3191 | 0 | 102.7063 | 17.1926 | 1.6967 | 96.0887 | 17.9523 | 0.71176 | 8.8622 | 57.6234
1995-04-29 01:00 | 153.8718 | 66.4426 | 0 | 103.5141 | 17.1926 | 1.697 | 94.9474 | 17.7889 | 0.71176 | 8.8157 | 54.3564
1995-04-29 02:00 | 148.127 | 67.5963 | 0.00081369 | 95.4161 | 17.1926 | 1.6972 | 94.4565 | 17.78 | 0.69493 | 8.8157 | 52.9972
1995-04-29 03:00 | 151.4226 | 66.1203 | 0.053863 | 88.1363 | 17.1926 | 1.6966 | 94.1279 | 17.7546 | 0.67278 | 8.8157 | 47.0567
1995-04-29 04:00 | 148.9983 | 63.3236 | 2.3164 | 75.2614 | 17.1926 | 1.6961 | 91.8375 | 17.7728 | 0.71708 | 2.8495 | 55.7583
1995-04-29 05:00 | 143.3587 | 59.8522 | 51.217 | 71.5016 | 17.1926 | 1.6958 | 81.6836 | 17.566 | 0.71708 | 2.0497 | 33.2099
1995-04-29 06:00 | 131.0262 | 57.1631 | 191.7341 | 60.2117 | 16.5426 | 1.6957 | 38.7501 | 17.9645 | 0.71708 | 2.0338 | 14.8279
1995-04-29 07:00 | 112.8161 | 54.6091 | 399.9048 | 61.4606 | 16.5426 | 1.696 | 31.4297 | 17.7761 | 0.73391 | 0.0042866 | 1.8445
1995-04-29 08:00 | 98.8879 | 53.1568 | 586.1154 | 49.3443 | 16.5426 | 1.7699 | 29.0662 | 18.1318 | 0.42381 | 0.0042866 | 0.39585
1995-04-29 09:00 | 91.397 | 53.6135 | 722.6027 | 35.1445 | 9.4016 | 1.7716 | 28.4534 | 17.8241 | 0.42381 | 0.0042866 | 0
1995-04-29 10:00 | 76.9521 | 51.353 | 784.7691 | 39.351 | 1.3336 | 1.7749 | 27.8885 | 18.0493 | 0.42381 | 0.0042866 | 0
1995-04-29 11:00 | 83.2414 | 54.7432 | 787.373 | 22.4175 | 1.3336 | 1.7727 | 28.021 | 17.8195 | 0.42381 | 0.0042866 | 0
1995-04-29 12:00 | 82.8033 | 59.0962 | 762.6322 | 33.614 | 1.3336 | 1.7729 | 27.271 | 17.8772 | 0.42381 | 0.0042866 | 0
1995-04-29 13:00 | 93.5995 | 62.2472 | 687.9943 | 32.4032 | 1.9836 | 1.7731 | 27.0056 | 17.9757 | 0.42381 | 0.0042866 | 0
1995-04-29 14:00 | 95.0811 | 68.2072 | 623.2671 | 34.6119 | 1.9836 | 1.7734 | 27.021 | 17.9921 | 0.42381 | 0.0042866 | 0.33485
1995-04-29 15:00 | 99.3785 | 70.1446 | 487.978 | 42.2969 | 9.7627 | 1.7735 | 27.3865 | 17.8186 | 0.44064 | 0.0042866 | 3.5275
1995-04-29 16:00 | 99.8319 | 72.1117 | 343.8923 | 56.6458 | 17.1926 | 1.7744 | 62.3563 | 18.1194 | 0.72859 | 0.22577 | 12.8202
1995-04-29 17:00 | 109.2767 | 73.8708 | 159.3587 | 66.8388 | 17.1926 | 2.7892 | 74.2261 | 18.1438 | 0.79174 | 0.42168 | 37.5107
1995-04-29 18:00 | 113.9969 | 78.7728 | 29.9512 | 77.0076 | 17.1926 | 2.8346 | 90.797 | 18.2198 | 0.83074 | 2.2832 | 66.9254
1995-04-29 19:00 | 128.4342 | 82.6646 | 0.29609 | 87.8822 | 17.1926 | 2.891 | 108.5345 | 18.2846 | 0.83074 | 5.4987 | 48.5922
1995-04-29 20:00 | 135.9846 | 86.197 | 0 | 90.2272 | 17.1926 | 2.9357 | 116.4743 | 18.3496 | 0.83074 | 8.8795 | 27.9471
1995-04-29 21:00 | 139.1545 | 86.9702 | 0 | 87.8842 | 17.1926 | 2.9618 | 128.5226 | 18.3382 | 0.79174 | 8.8797 | 16.2873
1995-04-29 22:00 | 145.1051 | 89.5888 | 0 | 85.57 | 17.1926 | 2.9735 | 106.4522 | 18.0988 | 0.81266 | 8.8761 | 30.104
1995-04-29 23:00 | 141.1641 | 83.4712 | 0 | 86.4009 | 17.1926 | 2.9784 | 128.1184 | 17.8947 | 0.81266 | 8.8777 | 10.9047
1995-04-30 | 148.3748 | 76.2058 | 0 | 110.8835 | 17.1926 | 1.7658 | 66.4674 | 17.78 | 0.81266 | 1.9505 | 62.676
1995-04-30 01:00 | 140.5366 | 71.9675 | 0 | 110.7762 | 17.1926 | 1.7659 | 65.7804 | 17.7241 | 0.79174 | 2.0513 | 48.2493
1995-04-30 02:00 | 134.4145 | 67.6135 | 0.00074005 | 115.5555 | 17.1926 | 1.7795 | 65.7516 | 17.7021 | 0.79174 | 0.80822 | 62.5888
1995-04-30 03:00 | 130.8345 | 69.7728 | 0.070186 | 95.8015 | 17.1926 | 1.7792 | 62.3099 | 17.7197 | 0.77289 | 2.0542 | 60.67
1995-04-30 04:00 | 130.1485 | 70.1593 | 3.126 | 104.6519 | 17.1926 | 1.7784 | 62.1811 | 17.6884 | 0.77289 | 2.0523 | 80.9466
1995-04-30 05:00 | 123.788 | 67.2748 | 53.8651 | 98.7987 | 17.1926 | 1.7817 | 61.9507 | 17.7613 | 0.77289 | 2.0516 | 55.3361
1995-04-30 06:00 | 115.4204 | 65.787 | 186.1786 | 90.2175 | 17.1926 | 1.7764 | 53.9055 | 17.8389 | 0.77289 | 0.80995 | 42.4581
1995-04-30 07:00 | 102.3226 | 68.7533 | 387.4059 | 78.297 | 17.1926 | 1.7773 | 32.8511 | 17.9818 | 0.73949 | 0.79287 | 4.4484
1995-04-30 08:00 | 92.0956 | 63.7759 | 578.9808 | 66.0398 | 17.1926 | 1.7789 | 27.7421 | 17.867 | 0.73949 | 0.22801 | 0.056793
1995-04-30 09:00 | 87.8048 | 53.7196 | 726.7728 | 75.1205 | 17.1926 | 1.7795 | 30.5549 | 17.8856 | 0.71734 | 0.2264 | 0
1995-04-30 10:00 | 63.8523 | 46.6974 | 820.9868 | 76.2381 | 17.1926 | 1.7799 | 27.118 | 17.8606 | 0.73949 | 0.22807 | 0
1995-04-30 11:00 | 67.6551 | 42.8226 | 858.8824 | 75.0659 | 17.1926 | 1.7803 | 26.2543 | 17.8127 | 0.71734 | 0.22192 | 0
1995-04-30 12:00 | 74.0544 | 52.1956 | 844.7778 | 57.6444 | 17.1926 | 1.781 | 26.0373 | 17.8791 | 0.71734 | 0.22589 | 0
1995-04-30 13:00 | 76.3406 | 43.7111 | 781.8419 | 69.3328 | 17.1926 | 1.7814 | 27.9195 | 17.7202 | 0.69643 | 0.22706 | 0.053307
1995-04-30 14:00 | 84.3064 | 47.1898 | 661.6043 | 75.9151 | 17.1926 | 1.7817 | 25.7805 | 17.7721 | 0.67551 | 0.22198 | 0.25989
1995-04-30 15:00 | 91.0045 | 44.2082 | 507.8461 | 76.2446 | 17.1926 | 1.7817 | 25.7314 | 17.7349 | 0.67551 | 0.22455 | 1.3915
1995-04-30 16:00 | 98.1256 | 43.1753 | 332.91 | 87.2812 | 18.7926 | 1.781 | 52.5505 | 17.8116 | 0.67551 | 0.23013 | 16.6885
1995-04-30 17:00 | 107.2197 | 44.0601 | 155.7879 | 91.4711 | 18.7926 | 1.7807 | 53.2994 | 17.835 | 0.67551 | 0.24328 | 72.5472
1995-04-30 18:00 | 124.0385 | 45.853 | 28.6937 | 119.6388 | 18.7926 | 1.781 | 63.7453 | 17.8664 | 0.65336 | 0.80976 | 108.9277
1995-04-30 19:00 | 147.2524 | 49.1925 | 0.16249 | 121.5103 | 18.7926 | 1.7809 | 64.1959 | 17.9614 | 0.61562 | 2.0549 | 105.6231
1995-04-30 20:00 | 158.5142 | 52.1685 | 0 | 109.6313 | 18.7926 | 1.7795 | 65.9633 | 18.0604 | 0.71977 | 0.81219 | 64.296
1995-04-30 21:00 | 157.2703 | 54.7792 | 0 | 107.8574 | 18.7926 | 1.7793 | 66.0976 | 17.9364 | 1.2987 | 2.0554 | 53.8216
1995-04-30 22:00 | 141.2485 | 55.6805 | 0 | 102.0764 | 18.7926 | 1.7795 | 64.5073 | 17.9095 | 1.2987 | 0.80953 | 67.9832
1995-04-30 23:00 | 131.7932 | 57.6184 | 0 | 104.2026 | 18.7926 | 1.7789 | 64.1008 | 17.8403 | 1.2987 | 2.0549 | 52.4569
1995-05-01 | 121.7417 | 58.7209 | 0 | 113.6221 | 18.7926 | 1.7795 | 64.6753 | 17.7308 | 1.2987 | 2.1005 | 32.901
1995-05-01 01:00 | 112.3637 | 53.4501 | 0 | 108.8677 | 18.7926 | 1.7899 | 64.7545 | 17.6607 | 1.2975 | 2.0754 | 30.85
1995-05-01 02:00 | 106.7274 | 52.9374 | 0.0012973 | 110.267 | 18.7926 | 1.7898 | 62.5419 | 17.6194 | 1.3143 | 2.0509 | 36.3445
1995-05-01 03:00 | 107.4166 | 48.2391 | 0.13073 | 103.0019 | 18.7926 | 1.7889 | 60.0552 | 17.6186 | 1.3553 | 2.0539 | 35.7346
1995-05-01 04:00 | 109.1724 | 47.4862 | 3.4992 | 99.5389 | 18.7926 | 1.7869 | 62.0385 | 17.6587 | 1.344 | 2.052 | 46.8401
1995-05-01 05:00 | 107.3043 | 51.1611 | 53.3646 | 101.3501 | 18.7926 | 1.7961 | 52.322 | 17.7627 | 1.344 | 2.0516 | 20.9566
1995-05-01 06:00 | 95.0139 | 56.9677 | 195.6002 | 79.3982 | 18.7926 | 1.7959 | 48.1251 | 17.7526 | 1.3219 | 2.0373 | 9.3901
1995-05-01 07:00 | 75.6757 | 55.6313 | 422.2161 | 74.7457 | 18.7926 | 1.7964 | 48.0836 | 17.7524 | 1.3553 | 0.79713 | 7.983
1995-05-01 08:00 | 72.7308 | 62.7497 | 629.1801 | 57.1293 | 18.7926 | 1.7971 | 33.9469 | 17.8748 | 1.3553 | 0.23226 | 0.091636
1995-05-01 09:00 | 67.8593 | 55.4326 | 792.4176 | 84.7014 | 18.7926 | 1.7989 | 32.7865 | 17.7047 | 1.3774 | 0.23067 | 0.039831
1995-05-01 10:00 | 60.0073 | 49.245 | 867.1138 | 70.5657 | 18.7926 | 1.7997 | 33.1778 | 17.703 | 1.3774 | 0.23232 | 0
1995-05-01 11:00 | 68.1185 | 44.8486 | 882.5362 | 77.7319 | 18.7926 | 1.8002 | 47.2066 | 17.6883 | 1.3996 | 0.22621 | 0.23133
1995-05-01 12:00 | 74.8242 | 42.4611 | 863.0097 | 64.1643 | 18.7926 | 1.7515 | 33.6008 | 17.6915 | 1.3774 | 0.23015 | 0
1995-05-01 13:00 | 89.0719 | 47.9909 | 786.4941 | 63.3619 | 18.7926 | 1.752 | 47.2525 | 17.7439 | 1.3983 | 0.23131 | 0.24424
1995-05-01 14:00 | 96.7349 | 42.6115 | 684.7555 | 65.4102 | 18.7926 | 1.7522 | 33.8983 | 17.6247 | 1.4192 | 0.22626 | 1.8625
1995-05-01 15:00 | 115.4535 | 45.7512 | 539.0885 | 70.6786 | 18.7926 | 1.7536 | 47.816 | 17.6255 | 1.4192 | 0.22882 | 4.3936
1995-05-01 16:00 | 127.7155 | 50.3804 | 360.2149 | 67.813 | 18.7926 | 1.753 | 33.2709 | 17.635 | 1.4192 | 0.2301 | 7.8908
1995-05-01 17:00 | 149.705 | 55.1091 | 166.404 | 75.963 | 18.7926 | 1.7599 | 51.2477 | 17.7292 | 1.4192 | 0.80858 | 35.9344
1995-05-01 18:00 | 180.8891 | 58.9519 | 30.7289 | 85.0996 | 18.7926 | 1.7597 | 46.1111 | 17.7812 | 1.4246 | 2.0531 | 68.2946
1995-05-01 19:00 | 213.0785 | 65.3015 | 0.070447 | 85.7543 | 18.7926 | 1.7222 | 45.3748 | 17.844 | 1.4623 | 2.0552 | 80.3137
1995-05-01 20:00 | 234.2644 | 73.9762 | 0 | 84.2304 | 18.7926 | 1.7222 | 52.8604 | 17.8669 | 1.4402 | 2.102 | 69.1808
1995-05-01 21:00 | 244.1044 | 82.4132 | 0 | 87.9927 | 18.7926 | 1.7219 | 61.4013 | 17.8942 | 1.4611 | 2.1022 | 31.0062
1995-05-01 22:00 | 227.4246 | 87.2861 | 0 | 100.049 | 18.7926 | 1.7221 | 44.9969 | 17.8227 | 1.4611 | 2.0994 | 37.4156
1995-05-01 23:00 | 233.0681 | 89.1566 | 0 | 82.1842 | 18.7926 | 1.7219 | 44.5957 | 17.7738 | 1.4611 | 2.1011 | 52.1159
1995-05-02 | 229.6856 | 85.222 | 0 | 88.9273 | 18.7926 | 1.7226 | 60.6261 | 17.7709 | 1.4611 | 2.1002 | 25.6795
1995-05-02 01:00 | 225.3655 | 79.7944 | 0 | 90.0727 | 18.7926 | 1.7225 | 59.2103 | 17.7239 | 1.4832 | 2.0976 | 23.4296
1995-05-02 02:00 | 219.2657 | 74.7239 | 0.0014462 | 93.9321 | 18.7926 | 1.7223 | 57.8274 | 17.6735 | 0.77923 | 2.0976 | 21.2813
1995-05-02 03:00 | 215.355 | 68.8023 | 0.1342 | 87.0769 | 18.7926 | 1.721 | 54.3859 | 17.6569 | 0.7624 | 2.0536 | 31.2469
1995-05-02 04:00 | 212.8917 | 64.0359 | 3.982 | 73.1567 | 18.7926 | 1.7025 | 55.3159 | 17.6896 | 0.77368 | 2.0519 | 40.514
1995-05-02 05:00 | 202.4848 | 61.8179 | 55.953 | 58.2063 | 18.7926 | 1.7015 | 56.9242 | 17.7601 | 0.75276 | 2.0357 | 37.0236
1995-05-02 06:00 | 173.8593 | 59.398 | 217.3439 | 50.6249 | 18.7338 | 1.7072 | 49.4471 | 17.7752 | 0.75808 | 2.0368 | 18.8855
1995-05-02 07:00 | 139.6201 | 58.6762 | 458.0777 | 50.7192 | 17.1926 | 1.7068 | 28.3516 | 17.6939 | 0.73593 | 0.79201 | 0.56816
1995-05-02 08:00 | 118.4477 | 56.6755 | 668.3916 | 46.8845 | 17.1926 | 1.6882 | 17.4986 | 17.7184 | 0.13066 | 0.005648 | 0.13729
1995-05-02 09:00 | 116.7749 | 55.4121 | 789.367 | 37.9077 | 1.9836 | 1.6898 | 17.0475 | 17.6419 | 0.13066 | 0.0042595 | 0
1995-05-02 10:00 | 108.6655 | 54.9639 | 853.497 | 44.5154 | 1.9836 | 1.6906 | 16.765 | 17.6056 | 0.13066 | 0.0056983 | 0.0098375
1995-05-02 11:00 | 108.4172 | 51.0377 | 866.0447 | 35.7006 | 1.9836 | 1.6913 | 16.4753 | 17.5746 | 0.13066 | 0.00038187 | 0.023574
1995-05-02 12:00 | 116.0752 | 49.5744 | 865.5539 | 37.83 | 1.9836 | 1.6917 | 16.2493 | 17.5705 | 0.13066 | 0.0038137 | 0
1995-05-02 13:00 | 126.2494 | 50.0167 | 804.3824 | 35.3867 | 1.9836 | 1.692 | 16.0579 | 17.5405 | 0.13066 | 0.0048232 | 0
1995-05-02 14:00 | 140.0947 | 52.0537 | 734.319 | 28.2749 | 1.9836 | 1.6922 | 15.9063 | 17.5091 | 0.11399 | 0.00043258 | 1.9466
1995-05-02 15:00 | 152.0326 | 53.288 | 582.7528 | 43.3075 | 2.3761 | 1.6921 | 15.8556 | 17.5351 | 0.11399 | 0.0026529 | 3.3682
1995-05-02 16:00 | 167.9505 | 56.9992 | 403.9947 | 46.2735 | 17.1926 | 1.6994 | 26.7021 | 17.479 | 0.71927 | 0.22954 | 6.5887
1995-05-02 17:00 | 179.8563 | 60.3744 | 178.6543 | 48.6876 | 17.1926 | 1.703 | 53.6779 | 17.6438 | 0.71927 | 0.22737 | 37.5928
1995-05-02 18:00 | 205.4129 | 67.4963 | 33.7955 | 67.007 | 17.1926 | 1.7022 | 64.269 | 17.7304 | 0.7361 | 2.0367 | 97.3762
1995-05-02 19:00 | 235.1443 | 75.9601 | 0.10879 | 62.3815 | 17.1926 | 1.6895 | 64.9711 | 17.768 | 0.71927 | 2.0385 | 98.877
1995-05-02 20:00 | 262.7689 | 85.8375 | 0 | 73.9525 | 17.1926 | 1.6909 | 64.4856 | 17.8006 | 0.74142 | 2.0388 | 67.1968
1995-05-02 21:00 | 273.071 | 90.7527 | 0 | 67.5091 | 17.1926 | 1.6908 | 64.9586 | 17.7777 | 0.7205 | 2.0389 | 57.6545
1995-05-02 22:00 | 253.7702 | 87.2324 | 0 | 91.6928 | 17.1926 | 1.6909 | 64.0941 | 17.7463 | 0.7205 | 2.0365 | 47.2027
1995-05-02 23:00 | 257.4795 | 88.6082 | 0 | 63.0667 | 17.1926 | 1.671 | 65.0883 | 17.6555 | 0.7205 | 2.0338 | 64.5449
1995-05-03 | 266.0788 | 95.0426 | 0 | 60.3571 | 18.7926 | 2.6286 | 94.5085 | 17.5473 | 0.7205 | 5.3264 | 50.8742
1995-05-03 01:00 | 255.7601 | 95.251 | 0 | 69.5591 | 18.7926 | 2.6283 | 95.3915 | 17.592 | 0.7205 | 2.8504 | 35.292
1995-05-03 02:00 | 250.1627 | 92.5878 | 0.0024612 | 73.1061 | 18.7926 | 2.6277 | 97.8019 | 17.5026 | 0.7205 | 2.8407 | 40.4761
1995-05-03 03:00 | 241.9574 | 90.7314 | 0.17937 | 54.5978 | 18.7926 | 2.6253 | 97.8106 | 17.5252 | 0.73733 | 2.8407 | 75.2029
1995-05-03 04:00 | 231.1608 | 86.0962 | 2.8636 | 54.3925 | 18.7926 | 1.6905 | 97.7761 | 17.5811 | 1.052 | 3.9967 | 57.0775
1995-05-03 05:00 | 221.7044 | 88.5021 | 50.7307 | 50.3625 | 18.7926 | 1.6887 | 93.0078 | 17.5978 | 1.0729 | 2.0338 | 40.854
1995-05-03 06:00 | 199.4973 | 93.687 | 210.3541 | 45.2491 | 18.1426 | 1.6939 | 66.5007 | 17.4438 | 1.2471 | 2.0338 | 16.6565
1995-05-03 07:00 | 166.1438 | 99.241 | 456.3012 | 46.2535 | 18.1426 | 1.695 | 31.3115 | 17.5514 | 1.3642 | 0 | 4.6016
1995-05-03 08:00 | 133.9915 | 100.3944 | 680.9714 | 38.8258 | 6.1722 | 1.697 | 16.5694 | 18.0395 | 0.66433 | 0 | 0.76231
1995-05-03 09:00 | 134.3302 | 101.1559 | 785.9431 | 32.0969 | 2.9336 | 1.6974 | 22.2912 | 17.6122 | 0.66433 | 0 | 11.0446
1995-05-03 10:00 | 111.6489 | 85.0906 | 854.3944 | 39.0487 | 2.9336 | 1.6981 | 15.728 | 17.5567 | 0.66433 | 0 | 0
1995-05-03 11:00 | 120.5307 | 88.5903 | 885.8859 | 32.2996 | 2.9336 | 1.6985 | 15.4784 | 17.5043 | 0.66433 | 0 | 0
1995-05-03 12:00 | 129.8788 | 89.1823 | 838.7667 | 31.8274 | 2.9336 | 1.6987 | 15.1809 | 17.4123 | 0.66433 | 0 | 0
1995-05-03 13:00 | 134.8549 | 92.3071 | 807.4463 | 35.1284 | 2.9336 | 1.6987 | 15.1543 | 17.6967 | 0.66433 | 0 | 8.6446
1995-05-03 14:00 | 149.4789 | 91.5076 | 704.0915 | 36.2652 | 2.9336 | 1.6989 | 14.9437 | 17.7049 | 0.68099 | 0 | 0.4201
1995-05-03 15:00 | 150.4224 | 93.157 | 568.8006 | 43.5707 | 3.5836 | 1.697 | 19.0739 | 17.8858 | 0.69227 | 0 | 3.2823
1995-05-03 16:00 | 152.9836 | 91.1929 | 405.3301 | 40.9924 | 18.7926 | 1.7055 | 43.4274 | 17.9739 | 1.3265 | 0.22148 | 9.463
1995-05-03 17:00 | 157.907 | 91.2105 | 177.5783 | 52.7265 | 18.7926 | 1.7051 | 69.2238 | 17.985 | 1.3056 | 0.22577 | 25.9059
1995-05-03 18:00 | 170.6121 | 93.7689 | 36.0141 | 66.4886 | 18.7926 | 1.7036 | 90.7613 | 17.9935 | 1.1482 | 6.8734 | 78.6914
1995-05-03 19:00 | 190.7549 | 94.1353 | 0.076775 | 84.3379 | 18.7926 | 1.6944 | 95.2672 | 18.0091 | 1.1651 | 6.2162 | 62.2456
1995-05-03 20:00 | 206.0804 | 96.8365 | 0 | 90.4063 | 18.7926 | 1.6942 | 94.9229 | 18.0083 | 1.0701 | 8.6922 | 71.9332
1995-05-03 21:00 | 213.2619 | 98.5553 | 0 | 86.0907 | 18.7926 | 1.6871 | 92.3798 | 17.9851 | 0.7554 | 8.6922 | 61.4808
1995-05-03 22:00 | 214.3167 | 102.8653 | 0 | 87.5337 | 18.7926 | 1.6877 | 91.6139 | 17.9477 | 0.74415 | 8.6922 | 46.8338
1995-05-03 23:00 | 214.5777 | 102.3005 | 0 | 72.6273 | 18.7926 | 1.6875 | 87.4725 | 17.7785 | 0.74415 | 8.6922 | 59.4405
1995-05-04 | 212.8589 | 100.7202 | 0 | 85.8507 | 18.7926 | 1.6819 | 94.0154 | 17.6856 | 0.74415 | 10.9366 | 60.0784
1995-05-04 01:00 | 208.0812 | 94.1637 | 0 | 91.1976 | 18.7926 | 1.6834 | 89.5927 | 17.6154 | 0.74415 | 10.9366 | 58.1336
1995-05-04 02:00 | 205.3168 | 86.5528 | 0.0028509 | 90.9674 | 18.7926 | 1.6829 | 88.1128 | 17.6136 | 0.74415 | 10.9366 | 66.0061
1995-05-04 03:00 | 198.6605 | 76.7697 | 0.10108 | 92.3097 | 18.7926 | 1.6805 | 89.476 | 17.5932 | 0.74415 | 12.5764 | 60.3968
1995-05-04 04:00 | 194.44 | 68.3684 | 4.3197 | 78.7984 | 18.7926 | 1.6772 | 88.7244 | 17.6156 | 0.69985 | 10.9366 | 68.553
1995-05-04 05:00 | 180.4478 | 59.4646 | 58.4768 | 72.46 | 18.7926 | 1.6757 | 85.2972 | 17.7291 | 1.1515 | 10.9363 | 57.4115
1995-05-04 06:00 | 159.4975 | 53.4858 | 222.1316 | 52.4967 | 18.1426 | 1.6472 | 73.6459 | 17.8955 | 1.2045 | 9.5779 | 33.2721
1995-05-04 07:00 | 138.2867 | 49.7068 | 467.0749 | 51.2728 | 18.1426 | 1.6478 | 61.0231 | 18.0007 | 1.3415 | 7.1639 | 3.9967
1995-05-04 08:00 | 118.5982 | 46.7501 | 687.1956 | 43.83 | 18.1426 | 1.6489 | 28.4714 | 18.0789 | 1.0493 | 0 | 0.038933
1995-05-04 09:00 | 104.4273 | 44.1433 | 821.6698 | 45.6332 | 11.8555 | 1.6506 | 28.1818 | 18.1371 | 1.0493 | 0 | 0.1278
1995-05-04 10:00 | 114.4146 | 40.1319 | 845.2693 | 43.1618 | 15.3617 | 1.6525 | 27.7626 | 17.9957 | 0.99159 | 0 | 0
1995-05-04 11:00 | 106.002 | 40.4414 | 902.4282 | 34.68 | 15.5879 | 1.6541 | 27.2675 | 17.8735 | 0.91231 | 0 | 0.11809
1995-05-04 12:00 | 118.8535 | 40.1582 | 875.1265 | 46.3566 | 9.2923 | 1.6548 | 27.1674 | 18.0202 | 1.0493 | 0 | 0
1995-05-04 13:00 | 119.9473 | 40.7007 | 816.0697 | 48.4057 | 9.7275 | 1.6537 | 26.8318 | 17.7063 | 1.0702 | 0.80402 | 0
1995-05-04 14:00 | 127.2729 | 44.8609 | 746.907 | 49.0055 | 10.6444 | 1.6551 | 26.7553 | 17.7315 | 1.1092 | 2.5804 | 0
1995-05-04 15:00 | 134.338 | 49.6802 | 594.9609 | 49.4181 | 18.7926 | 1.6554 | 27.0203 | 18.1072 | 1.1261 | 3.5894 | 1.1081
1995-05-04 16:00 | 128.6778 | 53.1053 | 423.0502 | 51.1754 | 18.7926 | 1.655 | 71.6506 | 18.1029 | 1.4025 | 8.7366 | 4.8611
1995-05-04 17:00 | 143.3532 | 54.2462 | 189.4466 | 51.8834 | 18.7926 | 1.6631 | 85.2101 | 18.1039 | 1.4234 | 14.8923 | 52.3295
1995-05-04 18:00 | 152.6164 | 52.3559 | 35.4789 | 82.5132 | 18.7926 | 1.761 | 110.732 | 18.1832 | 1.5807 | 14.4831 | 85.8923
1995-05-04 19:00 | 168.3929 | 48.8694 | 0.12759 | 92.7526 | 18.7926 | 1.6635 | 115.0438 | 18.2305 | 1.5807 | 14.1277 | 78.8225
1995-05-04 20:00 | 178.4508 | 47.1295 | 0 | 93.3005 | 18.7926 | 2.4259 | 113.8993 | 18.3049 | 1.5807 | 14.5645 | 77.3608
1995-05-04 21:00 | 177.0462 | 48.9535 | 0 | 85.814 | 18.7926 | 2.4436 | 115.0583 | 18.2325 | 1.6017 | 15.7182 | 72.652
1995-05-04 22:00 | 186.1198 | 49.7438 | 0 | 86.4776 | 18.7926 | 2.46 | 118.364 | 18.14 | 1.6129 | 13.6698 | 63.7125
1995-05-04 23:00 | 178.4124 | 50.7183 | 0 | 71.0441 | 18.7926 | 2.4775 | 115.8614 | 18.0328 | 1.6129 | 14.1448 | 60.8482
1995-05-05 | 166.7266 | 51.7387 | 0 | 106.8675 | 18.7926 | 2.493 | 115.2567 | 17.8698 | 1.6129 | 17.3222 | 46.6505
1995-05-05 01:00 | 156.4072 | 52.7034 | 0 | 89.444 | 18.7926 | 2.5058 | 113.6277 | 17.7762 | 1.6129 | 17.1058 | 51.3413
1995-05-05 02:00 | 148.4759 | 52.7654 | 0.0025623 | 87.9415 | 18.7926 | 2.5123 | 115.1261 | 17.7897 | 1.6129 | 17.3745 | 54.5326
1995-05-05 03:00 | 145.7235 | 52.7155 | 0.22368 | 91.7208 | 18.7926 | 2.5098 | 116.3548 | 17.8 | 1.6129 | 16.6128 | 55.3416
1995-05-05 04:00 | 142.0399 | 56.1866 | 5.1726 | 57.2198 | 18.7926 | 2.4951 | 105.517 | 17.8431 | 1.6572 | 14.991 | 74.0831
1995-05-05 05:00 | 133.0084 | 59.7271 | 61.5136 | 57.2196 | 18.7926 | 1.6491 | 93.8271 | 17.9163 | 1.6572 | 13.0462 | 47.3176
1995-05-05 06:00 | 118.4129 | 64.6821 | 234.6826 | 56.3026 | 18.7926 | 1.6491 | 49.512 | 18.0538 | 1.469 | 9.8653 | 21.02
1995-05-05 07:00 | 99.5163 | 65.9648 | 480.7172 | 47.9803 | 18.7926 | 1.6493 | 40.2272 | 18.128 | 1.3343 | 7.4763 | 0.93167
1995-05-05 08:00 | 90.2739 | 65.5807 | 674.781 | 45.8148 | 2.9336 | 1.6518 | 16.3672 | 18.2596 | 0.96866 | 5.0502 | 0.066033
1995-05-05 09:00 | 77.4834 | 64.2241 | 802.8856 | 45.9463 | 2.9336 | 1.6524 | 19.4549 | 18.2628 | 0.96866 | 4.9788 | 0
1995-05-05 10:00 | 65.6957 | 55.9685 | 826.6281 | 49.1676 | 2.9336 | 1.6532 | 15.6171 | 17.9857 | 0.96866 | 5.865 | 0
1995-05-05 11:00 | 77.761 | 53.7829 | 850.3652 | 46.4166 | 3.3411 | 1.6543 | 15.2398 | 18.0013 | 0.96866 | 5.5902 | 0
1995-05-05 12:00 | 88.467 | 54.0629 | 760.6483 | 36.246 | 2.9336 | 1.6546 | 15.1704 | 17.9195 | 0.96866 | 5.3213 | 0
1995-05-05 13:00 | 99.47 | 54.9631 | 771.3245 | 38.6138 | 3.5836 | 1.6548 | 14.665 | 17.9221 | 0.96866 | 5.2896 | 1.0062
1995-05-05 14:00 | 107.6329 | 55.9261 | 680.2149 | 43.9451 | 3.5836 | 1.6549 | 16.0485 | 18.0507 | 0.96866 | 6.2988 | 0.088704
1995-05-05 15:00 | 125.6278 | 57.9106 | 540.5373 | 49.3108 | 3.5836 | 1.6547 | 20.5627 | 17.9796 | 0.96866 | 6.2988 | 2.8865
1995-05-05 16:00 | 128.6023 | 65.1909 | 388.6549 | 50.5281 | 18.7926 | 1.6542 | 39.7565 | 18.0976 | 1.1436 | 6.5203 | 14.5466
1995-05-05 17:00 | 126.9745 | 70.9788 | 173.0787 | 53.5753 | 18.7926 | 1.6529 | 64.1573 | 18.1158 | 1.1436 | 11.6155 | 39.8853
1995-05-05 18:00 | 134.6071 | 74.1488 | 32.5498 | 60.6269 | 18.7926 | 1.652 | 91.9586 | 18.1772 | 1.1241 | 15.9857 | 62.9325
1995-05-05 19:00 | 147.2628 | 75.8346 | 0.24673 | 76.6338 | 18.7926 | 1.6496 | 103.597 | 18.205 | 1.1019 | 16.1612 | 58.0531
1995-05-05 20:00 | 153.4719 | 77.8208 | 0 | 74.833 | 18.7926 | 1.6492 | 103.6006 | 18.2628 | 1.1019 | 14.0662 | 70.9117
1995-05-05 21:00 | 151.3705 | 79.244 | 0 | 76.3091 | 18.7926 | 1.649 | 112.9477 | 18.2079 | 1.1019 | 12.0929 | 67.6832
1995-05-05 22:00 | 149.0573 | 74.7885 | 0 | 73.7094 | 18.7926 | 1.6491 | 115.7274 | 18.1566 | 1.1019 | 13.1749 | 61.9442
1995-05-05 23:00 | 142.096 | 74.3429 | 0 | 77.4768 | 18.7926 | 1.6491 | 112.7656 | 18.035 | 1.1019 | 13.7456 | 51.3693
1995-05-06 | 137.7441 | 73.6323 | 0 | 106.9324 | 18.7926 | 1.6489 | 41.6964 | 17.7625 | 1.1019 | 2.0497 | 74.9208
1995-05-06 01:00 | 139.4088 | 74.195 | 0 | 95.4678 | 18.7926 | 1.6484 | 35.6657 | 17.7113 | 1.1019 | 2.0497 | 78.6513
1995-05-06 02:00 | 144.9064 | 75.6511 | 0.0045008 | 96.8108 | 18.7926 | 1.6479 | 34.3874 | 17.6701 | 1.1019 | 2.0497 | 64.3647
1995-05-06 03:00 | 150.0267 | 78.0105 | 0.26763 | 87.7254 | 18.7926 | 1.6454 | 38.5097 | 17.6726 | 1.1019 | 2.0497 | 65.4534
1995-05-06 04:00 | 149.1887 | 83.2267 | 5.5452 | 68.3649 | 18.7926 | 1.6422 | 29.2363 | 17.6811 | 1.0798 | 2.0497 | 54.8747
1995-05-06 05:00 | 137.4451 | 88.6805 | 61.9612 | 57.4112 | 18.7926 | 1.6403 | 25.9483 | 17.7311 | 1.0603 | 1.8123 | 53.7812
1995-05-06 06:00 | 119.2941 | 90.4808 | 232.3115 | 47.58 | 18.1426 | 1.6397 | 24.3534 | 17.9115 | 0.98187 | 1.8123 | 15.9223
1995-05-06 07:00 | 94.4117 | 89.2049 | 457.4393 | 47.829 | 16.809 | 1.6401 | 11.5269 | 17.6962 | 0.64167 | 0 | 6.8953
1995-05-06 08:00 | 80.7233 | 85.5341 | 663.4378 | 46.0222 | 1.6 | 1.6412 | 6.0975 | 17.6203 | 0.15733 | 0 | 0.34669
1995-05-06 09:00 | 74.6095 | 84.7805 | 753.1571 | 46.4586 | 1.6 | 1.642 | 6.0798 | 17.6285 | 0.066314 | 0 | 0
1995-05-06 10:00 | 60.6209 | 75.4969 | 738.1498 | 47.58 | 1.6 | 1.6434 | 5.9624 | 17.498 | 0 | 0 | 0.10412
1995-05-06 11:00 | 78.124 | 77.946 | 781.2854 | 37.5635 | 1.6 | 1.6446 | 5.9458 | 17.5364 | 0 | 0 | 0
1995-05-06 12:00 | 93.4799 | 84.6183 | 710.2592 | 39.7584 | 1.6 | 1.6458 | 5.9102 | 17.4049 | 0 | 0 | 0
1995-05-06 13:00 | 109.1003 | 79.7905 | 748.2159 | 40.0351 | 1.6 | 1.6463 | 5.848 | 17.3943 | 0.15703 | 0 | 0.09167
1995-05-06 14:00 | 125.4231 | 84.5812 | 651.0273 | 43.7141 | 1.6 | 1.6467 | 5.8857 | 17.2329 | 0.34733 | 0 | 0.23533
1995-05-06 15:00 | 138.9217 | 80.4973 | 515.3975 | 45.8518 | 3.5836 | 1.6462 | 6.0279 | 17.7479 | 0.35859 | 0 | 2.7844
1995-05-06 16:00 | 156.9435 | 86.4746 | 397.8747 | 49.8011 | 11.9595 | 1.6507 | 14.7134 | 18.014 | 0.59433 | 0 | 10.2773
1995-05-06 17:00 | 170.8426 | 87.5776 | 175.6512 | 50.2152 | 18.7926 | 1.6491 | 22.6221 | 18.0431 | 0.39711 | 0.0042866 | 31.3607
1995-05-06 18:00 | 181.4944 | 85.2594 | 36.3809 | 54.0257 | 18.7926 | 1.6469 | 30.809 | 18.0984 | 0.41661 | 1.8282 | 67.9262
1995-05-06 19:00 | 195.946 | 82.9941 | 0.21596 | 69.7212 | 17.2183 | 1.6451 | 33.3926 | 18.1627 | 0.43876 | 1.8282 | 66.7739
1995-05-06 20:00 | 211.1721 | 81.11 | 0 | 83.8351 | 17.1926 | 1.6447 | 33.2382 | 18.1942 | 0.43876 | 2.0497 | 37.4101
1995-05-06 21:00 | 216.3255 | 80.5806 | 0 | 87.2351 | 17.1926 | 1.6427 | 34.8249 | 18.1738 | 0.43876 | 2.0497 | 38.3596
1995-05-06 22:00 | 215.0673 | 83.6974 | 0 | 87.0437 | 17.1926 | 1.6433 | 34.7009 | 18.0817 | 0.43876 | 2.0497 | 23.7587
1995-05-06 23:00 | 210.0581 | 85.2737 | 0 | 75.3193 | 17.1926 | 1.6434 | 39.5153 | 17.9424 | 0.42751 | 2.0497 | 29.0493
1995-05-07 | 213.3043 | 86.0226 | 0 | 113.1039 | 17.1926 | 1.6407 | 9.9882 | 17.9184 | 0 | 0.0042866 | 73.8658
1995-05-07 01:00 | 207.6988 | 84.9034 | 0 | 110.9027 | 17.1926 | 1.6409 | 9.9531 | 17.8404 | 0 | 0.0042866 | 59.3591
1995-05-07 02:00 | 210.695 | 84.6254 | 0.0069888 | 103.6275 | 17.1926 | 1.6401 | 10.0117 | 17.839 | 0 | 0.0042866 | 35.6835
1995-05-07 03:00 | 207.3413 | 81.2003 | 0.27895 | 87.6414 | 17.1926 | 1.6392 | 10.1052 | 17.8391 | 0 | 0.0042866 | 72.3868
1995-05-07 04:00 | 201.9424 | 73.2336 | 5.4527 | 81.1493 | 17.1926 | 1.6385 | 10.8444 | 17.872 | 0 | 0.0042866 | 104.8715
1995-05-07 05:00 | 193.5727 | 67.0053 | 61.7093 | 87.5545 | 17.0662 | 1.6362 | 10.2426 | 17.9957 | 0 | 0.0042866 | 56.2341
1995-05-07 06:00 | 179.5314 | 62.4171 | 231.26 | 65.7468 | 15.209 | 1.6355 | 10.5857 | 18.1404 | 0 | 0.0042866 | 16.164
1995-05-07 07:00 | 159.0795 | 58.6976 | 461.4858 | 47.8827 | 15.209 | 1.6362 | 10.4078 | 18.2288 | 0 | 0.0042866 | 7.8437
1995-05-07 08:00 | 144.5246 | 56.9294 | 668.7235 | 47.3601 | 0 | 1.6378 | 10.2932 | 18.301 | 0 | 0 | 3.6493
1995-05-07 09:00 | 144.2322 | 56.9952 | 781.9939 | 48.2142 | 0 | 1.6891 | 10.0824 | 18.2682 | 0 | 0 | 0.86037
1995-05-07 10:00 | 112.5292 | 60.4536 | 807.5424 | 41.0156 | 0 | 1.6803 | 9.658 | 18.0274 | 0 | 0 | 0.28002
1995-05-07 11:00 | 125.1083 | 72.6647 | 831.4508 | 36.1191 | 0 | 1.682 | 9.4401 | 18.1078 | 0.041 | 0 | 0.14026
1995-05-07 12:00 | 127.9688 | 81.5974 | 788.5537 | 44.4265 | 0 | 1.6854 | 9.1684 | 17.9897 | 0.041 | 0 | 0.14408
1995-05-07 13:00 | 141.3979 | 90.1477 | 797.5937 | 47.9568 | 0 | 1.6867 | 9.0328 | 17.9634 | 0.041 | 0 | 1.1866
1995-05-07 14:00 | 143.7557 | 102.3545 | 691.896 | 49.0851 | 0 | 1.6881 | 8.987 | 18.021 | 0.041 | 0 | 1.8805
1995-05-07 15:00 | 158.8367 | 115.169 | 564.7398 | 43.6343 | 0.65 | 1.688 | 8.981 | 17.9558 | 0.041 | 0 | 1.5028
1995-05-07 16:00 | 159.5132 | 125.3017 | 382.5235 | 54.1148 | 1.2669 | 1.6867 | 9.1958 | 18.1233 | 0.041 | 0.0042866 | 7.6855
1995-05-07 17:00 | 163.2483 | 132.6013 | 178.0017 | 67.4176 | 17.1926 | 1.6852 | 10.1364 | 18.0185 | 0.041 | 0.0042866 | 37.9722
1995-05-07 18:00 | 172.8707 | 146.0809 | 40.9679 | 81.6977 | 17.1926 | 1.6838 | 9.4539 | 18.0936 | 0.041 | 0.0042866 | 90.07
1995-05-07 19:00 | 181.9749 | 155.7177 | 0.26649 | 89.814 | 17.1926 | 1.683 | 11.5094 | 18.1285 | 0.041 | 0.0042866 | 102.1179
1995-05-07 20:00 | 192.798 | 172.2417 | 0 | 77.0834 | 17.1926 | 1.6811 | 13.2451 | 18.1714 | 0.041 | 0.0042866 | 85.3866
1995-05-07 21:00 | 197.5371 | 167.432 | 0 | 95.2583 | 17.1926 | 1.6804 | 13.6055 | 18.129 | 0.041 | 0.0042866 | 56.8586
1995-05-07 22:00 | 192.7078 | 136.7605 | 0 | 94.8309 | 17.1926 | 1.6804 | 13.3742 | 18.0744 | 0.041 | 0.0042866 | 90.4158
1995-05-07 23:00 | 193.6343 | 134.0017 | 0 | 87.2828 | 17.1926 | 1.6789 | 13.1978 | 17.9271 | 0.052253 | 0.0042866 | 74.0851
1995-05-08 | 203.1246 | 127.1921 | 0 | 107.6905 | 17.1926 | 1.5406 | 14.8555 | 17.8757 | 0.068917 | 0.0042866 | 42.026
1995-05-08 01:00 | 212.0093 | 129.0241 | 0 | 99.1877 | 17.1926 | 1.5409 | 13.6489 | 17.6997 | 0.11399 | 0.0042866 | 36.5011
1995-05-08 02:00 | 216.5255 | 138.5419 | 0.0061651 | 83.6018 | 17.1926 | 1.5406 | 14.3522 | 17.7194 | 0.11399 | 0.0042866 | 29.7019
1995-05-08 03:00 | 220.3574 | 143.7276 | 0.25689 | 80.0121 | 17.1926 | 1.5387 | 14.5825 | 17.6998 | 0.11399 | 0.0042866 | 36.3874
1995-05-08 04:00 | 214.0007 | 144.2982 | 5.0639 | 70.1164 | 17.5998 | 1.5365 | 14.4558 | 17.7412 | 0.11399 | 0.0042866 | 58.9652
1995-05-08 05:00 | 209.905 | 140.8171 | 63.3714 | 72.0802 | 18.1426 | 1.5353 | 14.6421 | 17.8189 | 0.052253 | 0.0042866 | 47.6874
1995-05-08 06:00 | 201.6812 | 144.1794 | 207.3363 | 60.5498 | 18.1426 | 1.535 | 14.1941 | 18.0233 | 0.052253 | 0 | 24.7909
1995-05-08 07:00 | 170.8989 | 146.7378 | 431.9566 | 55.6554 | 18.1426 | 1.5363 | 14.2241 | 18.1079 | 0.052253 | 0 | 6.0159
1995-05-08 08:00 | 161.186 | 146.7028 | 590.0902 | 52.0406 | 18.1426 | 1.5377 | 13.9985 | 18.1012 | 0.052253 | 0 | 0
1995-05-08 09:00 | 161.3945 | 140.256 | 715.3386 | 47.1175 | 18.1426 | 1.5395 | 13.7844 | 18.19 | 0.052253 | 0 | 0.012782
1995-05-08 10:00 | 132.5991 | 124.7381 | 777.0272 | 46.8695 | 18.1426 | 1.6809 | 13.4747 | 18.0651 | 0.052253 | 0 | 0
1995-05-08 11:00 | 157.1881 | 123.6392 | 785.011 | 53.9928 | 18.1426 | 1.6826 | 13.2238 | 18.0145 | 0.052253 | 0 | 0
1995-05-08 12:00 | 176.106 | 125.2215 | 775.4732 | 50.0146 | 18.1426 | 1.6842 | 12.9724 | 17.9874 | 0.052253 | 0 | 0
1995-05-08 13:00 | 209.0336 | 130.7372 | 728.4886 | 47.5328 | 18.1426 | 1.6927 | 12.8215 | 17.9116 | 0.052253 | 0 | 1.0718
1995-05-08 14:00 | 224.9954 | 139.1855 | 612.1381 | 54.2971 | 18.1426 | 1.6936 | 12.7787 | 17.935 | 0.052253 | 0 | 0.38909
1995-05-08 15:00 | 242.6014 | 144.6515 | 511.3916 | 58.9928 | 18.1426 | 1.6941 | 12.7618 | 17.9701 | 0.052253 | 0 | 2.1521
1995-05-08 16:00 | 235.5498 | 152.572 | 343.455 | 63.3744 | 18.7926 | 1.6938 | 12.8278 | 18.0483 | 0.052253 | 0 | 10.2197
1995-05-08 17:00 | 248.3889 | 159.2807 | 158.0918 | 63.8708 | 18.7926 | 1.6933 | 12.9057 | 18.0556 | 0.052253 | 0 | 47.5209
1995-05-08 18:00 | 251.4929 | 162.8326 | 38.743 | 68.4522 | 18.7926 | 1.6932 | 13.0681 | 18.0936 | 0.11399 | 0.0042866 | 80.5118
1995-05-08 19:00 | 258.1624 | 167.6963 | 0.39096 | 71.5997 | 18.7926 | 1.6925 | 14.0041 | 18.1533 | 0.11399 | 0.0042866 | 93.7039
1995-05-08 20:00 | 255.7362 | 168.7848 | 0 | 72.0203 | 18.7926 | 1.6906 | 14.0034 | 18.1562 | 0.13066 | 0.0042866 | 61.6074
1995-05-08 21:00 | 267.1257 | 172.6392 | 0 | 67.137 | 18.7926 | 1.6859 | 13.9624 | 18.1147 | 0.13066 | 0.0042866 | 36.9793
1995-05-08 22:00 | 261.0501 | 169.0012 | 0 | 62.8478 | 18.7926 | 1.6625 | 13.4853 | 17.9982 | 0.13066 | 0.0042866 | 50.2842
1995-05-08 23:00 | 248.2492 | 171.3992 | 0 | 66.0498 | 18.7926 | 1.6625 | 13.506 | 17.9361 | 0.13066 | 0.0042866 | 43.258
1995-05-09 | 244.8853 | 168.7189 | 0 | 69.7204 | 18.7926 | 1.664 | 62.8918 | 17.988 | 1.2102 | 6.7429 | 37.1007
1995-05-09 01:00 | 246.3506 | 167.585 | 0 | 68.9158 | 18.7926 | 1.664 | 57.9963 | 17.7949 | 1.2102 | 6.1316 | 37.3441
1995-05-09 02:00 | 251.4709 | 166.2022 | 0.0092633 | 65.2966 | 18.7926 | 1.6641 | 52.8288 | 17.8261 | 1.2102 | 3.665 | 32.1748
1995-05-09 03:00 | 255.393 | 165.3579 | 0.27425 | 61.6374 | 18.7926 | 1.6623 | 53.4551 | 17.8569 | 1.0965 | 5.918 | 42.7602
1995-05-09 04:00 | 255.9733 | 162.2359 | 6.3625 | 57.8052 | 18.7926 | 1.6598 | 31.0185 | 17.7621 | 1.1187 | 4.1335 | 41.9786
1995-05-09 05:00 | 250.9044 | 152.955 | 66.0895 | 56.124 | 18.7926 | 1.6586 | 24.4962 | 17.8669 | 0.94075 | 5.3256 | 34.899
1995-05-09 06:00 | 236.6135 | 145.6282 | 206.1757 | 52.5966 | 18.7926 | 1.6586 | 23.1039 | 17.8564 | 0.69766 | 4.8845 | 11.5086
1995-05-09 07:00 | 222.551 | 142.6529 | 403.3561 | 49.3115 | 18.1426 | 1.6596 | 13.9172 | 17.9986 | 0.69766 | 5.6016 | 0.62588
1995-05-09 08:00 | 188.366 | 142.0648 | 589.479 | 48.9956 | 2.9336 | 1.6618 | 12.9679 | 17.677 | 0.69766 | 0 | 0.11809
1995-05-09 09:00 | 197.7563 | 134.195 | 686.0097 | 40.0522 | 2.9336 | 1.6631 | 10.404 | 17.5851 | 0.65666 | 0 | 0
1995-05-09 10:00 | 168.4214 | 114.3749 | 762.5717 | 51.7143 | 2.8903 | 1.6644 | 7.41 | 17.5258 | 0.69275 | 0 | 0.11809
1995-05-09 11:00 | 180.1653 | 111.3638 | 770.9548 | 43.8423 | 2.0324 | 1.6663 | 8.2944 | 17.5147 | 0.69275 | 3.1493 | 0
1995-05-09 12:00 | 215.6544 | 112.4406 | 723.2384 | 46.4021 | 2.3532 | 1.6678 | 8.3922 | 17.5573 | 0.69275 | 0 | 0
1995-05-09 13:00 | 212.3839 | 107.2026 | 677.8938 | 42.9068 | 1.6 | 1.6459 | 8.4035 | 17.6332 | 0.69275 | 0 | 0.86037
1995-05-09 14:00 | 245.4807 | 106.1436 | 619.2389 | 45.8369 | 1.6 | 1.646 | 8.0781 | 17.6436 | 0.8185 | 0 | 0
1995-05-09 15:00 | 276.4847 | 103.2498 | 482.5032 | 49.2688 | 1.6 | 1.6432 | 7.8533 | 17.9681 | 0.8185 | 0 | 0.041742
1995-05-09 16:00 | 298.2532 | 98.616 | 355.6363 | 49.099 | 18.7926 | 1.6432 | 15.3056 | 18.037 | 0.82975 | 0 | 1.895
1995-05-09 17:00 | 301.1572 | 96.7496 | 168.5218 | 49.8154 | 18.7926 | 1.6423 | 25.1483 | 18.0269 | 1.5081 | 0.0042866 | 16.2786
1995-05-09 18:00 | 284.7355 | 91.3268 | 42.1288 | 52.0882 | 18.7926 | 1.6418 | 56.4879 | 18.0464 | 1.5276 | 5.3167 | 34.1662
1995-05-09 19:00 | 275.9229 | 85.9007 | 0.45817 | 64.3384 | 18.7926 | 1.6415 | 83.9549 | 18.1105 | 1.5276 | 5.3167 | 43.376
1995-05-09 20:00 | 268.3372 | 76.3039 | 0 | 66.8489 | 18.7926 | 1.6416 | 87.6511 | 18.1554 | 1.3908 | 8.9912 | 41.7265
1995-05-09 21:00 | 257.6989 | 67.2558 | 0 | 80.4973 | 18.7926 | 1.6347 | 82.6083 | 18.141 | 1.3908 | 8.9912 | 47.6083
1995-05-09 22:00 | 257.3146 | 62.2025 | 0 | 79.0858 | 18.7926 | 1.6358 | 81.657 | 18.0721 | 1.4076 | 8.9912 | 43.7131
1995-05-09 23:00 | 233.4697 | 52.8794 | 0 | 63.6978 | 18.7926 | 1.636 | 82.7376 | 18.0174 | 1.5668 | 8.9912 | 58.194
1995-05-10 | 214.9049 | 44.8435 | 0 | 81.6355 | 18.7926 | 1.6368 | 94.5846 | 17.908 | 1.5889 | 11.4385 | 49.6595
1995-05-10 01:00 | 199.7962 | 40.1512 | 0 | 89.9532 | 18.7926 | 1.6369 | 97.3644 | 17.8319 | 1.3865 | 12.8594 | 49.3875
1995-05-10 02:00 | 190.5791 | 38.1181 | 0.011768 | 81.3749 | 18.7926 | 1.6367 | 97.4197 | 17.8192 | 1.3865 | 13.3286 | 50.1517
1995-05-10 03:00 | 181.5144 | 36.9628 | 0.27129 | 81.899 | 18.7926 | 1.6347 | 95.929 | 17.8545 | 1.3865 | 12.2781 | 49.993
1995-05-10 04:00 | 168.9613 | 34.5273 | 6.0012 | 71.6188 | 18.7926 | 1.6317 | 80.1013 | 17.9016 | 1.3865 | 12.7491 | 68.1972
1995-05-10 05:00 | 150.1768 | 31.4077 | 70.6501 | 60.307 | 18.7926 | 1.6309 | 70.2252 | 17.9949 | 1.3865 | 10.7702 | 59.5549
1995-05-10 06:00 | 123.1407 | 28.6744 | 221.4153 | 58.9313 | 18.7926 | 1.631 | 68.9766 | 18.1022 | 1.3697 | 6.5971 | 27.3609
1995-05-10 07:00 | 103.8414 | 25.86 | 408.9785 | 51.9 | 18.7926 | 1.6967 | 68.5112 | 18.1899 | 1.3918 | 2.0338 | 3.9821
1995-05-10 08:00 | 97.1221 | 23.5002 | 567.7216 | 51.2408 | 18.1426 | 1.6997 | 42.1512 | 18.2457 | 1.3709 | 0.22148 | 1.1271
1995-05-10 09:00 | 80.1052 | 20.4445 | 682.701 | 47.3832 | 15.8629 | 1.6913 | 44.7191 | 18.2365 | 1.4328 | 0.22148 | 0.11809
1995-05-10 10:00 | 76.9232 | 22.6308 | 751.0164 | 46.8369 | 8.4063 | 1.6917 | 42.9784 | 18.1961 | 1.4328 | 0.22148 | 0
1995-05-10 11:00 | 75.367 | 26.2005 | 750.3549 | 41.4053 | 8.5403 | 1.685 | 42.562 | 18.216 | 1.4328 | 0.22148 | 0.11809
1995-05-10 12:00 | 72.2509 | 27.8866 | 745.3427 | 40.8591 | 6.2408 | 1.683 | 41.5225 | 18.1465 | 1.3938 | 0.22148 | 0
1995-05-10 13:00 | 78.7963 | 30.1821 | 704.2964 | 45.99 | 6.5265 | 1.6838 | 41.6927 | 18.1399 | 1.3938 | 0.22148 | 0
1995-05-10 14:00 | 99.0915 | 34.2737 | 617.7122 | 48.3985 | 9.5113 | 1.6596 | 43.7083 | 18.0679 | 1.416 | 0.22148 | 0
1995-05-10 15:00 | 98.2069 | 38.7889 | 486.0019 | 51.0049 | 18.7926 | 2.4592 | 49.7625 | 18.0736 | 1.3938 | 2.9678 | 0.88058
1995-05-10 16:00 | 111.7432 | 46.8958 | 336.7339 | 51.452 | 18.7926 | 2.466 | 75.048 | 18.1188 | 1.3938 | 4.2597 | 4.9694
1995-05-10 17:00 | 117.4412 | 49.7789 | 167.6372 | 60.9903 | 18.7926 | 2.4905 | 89.2023 | 18.1263 | 1.3938 | 14.2964 | 29.2957
1995-05-10 18:00 | 122.9161 | 53.7923 | 43.3031 | 79.2234 | 18.7926 | 2.521 | 92.4205 | 18.1857 | 1.3938 | 15.8453 | 75.0799
1995-05-10 19:00 | 128.0759 | 56.9277 | 0.18172 | 84.123 | 18.7926 | 2.5319 | 102.658 | 18.2573 | 1.3938 | 17.5752 | 63.4092
1995-05-10 20:00 | 132.3527 | 57.984 | 0 | 88.4525 | 18.7926 | 2.5685 | 97.2229 | 18.2583 | 1.4105 | 16.4103 | 76.2308
1995-05-10 21:00 | 129.9042 | 56.3019 | 0 | 99.4625 | 18.7926 | 2.5904 | 98.68 | 18.2371 | 1.3495 | 15.5982 | 71.407
1995-05-10 22:00 | 132.6794 | 62.9368 | 0 | 82.4763 | 18.7926 | 2.5912 | 118.8431 | 18.1144 | 1.3495 | 16.8059 | 42.5888
1995-05-10 23:00 | 129.2273 | 74.8951 | 0 | 73.4041 | 18.7926 | 2.5914 | 98.5504 | 17.942 | 1.3327 | 17.1308 | 75.6367
1995-05-11 | 126.2495 | 93.1207 | 0 | 92.4916 | 18.7926 | 2.5917 | 72.8521 | 17.883 | 1.3327 | 0.80673 | 64.6838
1995-05-11 01:00 | 127.659 | 108.8861 | 0 | 78.5682 | 18.7926 | 2.5917 | 72.1953 | 17.822 | 1.5183 | 0.80673 | 46.7093
1995-05-11 02:00 | 128.4264 | 121.233 | 0.015517 | 74.7417 | 18.7926 | 2.5915 | 71.6624 | 17.7703 | 1.5183 | 0.80673 | 40.2735
1995-05-11 03:00 | 132.0014 | 129.0103 | 0.3143 | 71.5451 | 18.7926 | 1.6572 | 71.872 | 17.7504 | 1.5183 | 0.80673 | 38.3112
1995-05-11 04:00 | 132.7329 | 135.7681 | 8.1217 | 60.3047 | 18.7926 | 1.6551 | 71.1402 | 17.7888 | 1.4974 | 0.80673 | 44.8538
1995-05-11 05:00 | 132.3554 | 135.9621 | 73.6948 | 55.2077 | 18.7926 | 1.6558 | 59.52 | 17.8487 | 1.4974 | 0.24173 | 21.9034
1995-05-11 06:00 | 126.413 | 136.1689 | 210.0443 | 51.2862 | 18.7926 | 1.6542 | 34.4147 | 17.9892 | 1.2262 | 0 | 17.1861
1995-05-11 07:00 | 124.542 | 131.5174 | 383.0706 | 51.4564 | 3.5836 | 1.6428 | 28.9337 | 18.2616 | 1.2262 | 0 | 2.8527
1995-05-11 08:00 | 111.1257 | 127.1907 | 531.312 | 48.0932 | 3.5836 | 1.6434 | 29.0733 | 18.2293 | 1.2471 | 0 | 0
1995-05-11 09:00 | 101.2166 | 119.3091 | 628.9831 | 34.0055 | 3.5836 | 1.645 | 29.9305 | 18.1849 | 1.2021 | 0 | 0
1995-05-11 10:00 | 95.747 | 110.0938 | 684.4782 | 34.9053 | 3.5836 | 1.6457 | 28.3491 | 18.0539 | 1.2021 | 0 | 0.07
1995-05-11 11:00 | 99.5382 | 108.6108 | 701.8743 | 31.6385 | 3.5836 | 1.6462 | 20.904 | 18.0573 | 1.2021 | 0 | 0
1995-05-11 12:00 | 117.0752 | 109.6068 | 674.5908 | 35.6968 | 3.5836 | 1.6466 | 17.3527 | 18.02 | 1.2021 | 0 | 0
1995-05-11 13:00 | 120.1494 | 110.0743 | 626.2016 | 38.4511 | 3.5836 | 1.6469 | 27.5559 | 17.9674 | 1.2021 | 0 | 0.49114
1995-05-11 14:00 | 129.2499 | 111.3019 | 544.0979 | 40.1452 | 3.5836 | 1.6668 | 17.1636 | 18.1295 | 1.2021 | 0 | 0.93574
1995-05-11 15:00 | 138.3897 | 111.7648 | 429.5301 | 40.84 | 3.5836 | 1.6669 | 30.0445 | 18.0637 | 1.2021 | 0 | 4.3707
1995-05-11 16:00 | 148.8353 | 113.5956 | 284.0684 | 57.9877 | 3.5836 | 1.668 | 42.434 | 18.2667 | 1.2021 | 0.22577 | 9.2315
1995-05-11 17:00 | 181.1852 | 115.5777 | 141.0727 | 42.7928 | 3.5836 | 1.6747 | 61.3346 | 18.2911 | 1.2021 | 0.22577 | 39.4843
1995-05-11 18:00 | 198.4586 | 117.0558 | 38.166 | 62.9261 | 3.5836 | 1.6312 | 66.646 | 18.3238 | 1.49 | 0.22577 | 60.4684
1995-05-11 19:00 | 239.304 | 117.6555 | 0.26713 | 56.536 | 3.5836 | 1.6292 | 67.1677 | 18.266 | 1.4691 | 0.22577 | 73.3106
1995-05-11 20:00 | 263.8895 | 118.64 | 0 | 52.4366 | 3.5836 | 2.2191 | 66.6973 | 18.3082 | 1.4691 | 0.22577 | 43.0292
1995-05-11 21:00 | 243.4674 | 115.8174 | 0 | 61.0352 | 6.9037 | 2.514 | 66.0972 | 18.2851 | 1.4966 | 0.22577 | 57.1826
1995-05-11 22:00 | 276.9939 | 108.6491 | 0 | 45.5956 | 18.7926 | 1.6245 | 65.0694 | 18.2207 | 1.4966 | 0.22577 | 35.1525
1995-05-11 23:00 | 262.873 | 107.0207 | 0 | 52.6666 | 12.7631 | 1.6231 | 64.4434 | 17.9037 | 1.5134 | 0.22577 | 19.3681
1995-05-12 | 273.6951 | 106.8249 | 0 | 71.4222 | 12.5897 | 1.6231 | 15.8573 | 17.9114 | 0.068917 | 0 | 36.9292
1995-05-12 01:00 | 273.3285 | 107.8446 | 0 | 68.2011 | 9.176 | 1.6231 | 15.5403 | 17.6577 | 0.068917 | 0 | 19.9394
1995-05-12 02:00 | 279.9913 | 108.2016 | 0.02664 | 54.6558 | 4.8152 | 1.6229 | 15.621 | 17.6142 | 0.068917 | 0 | 19.2377
1995-05-12 03:00 | 270.2802 | 110.8748 | 0.46959 | 46.2015 | 3.5836 | 1.6222 | 15.81 | 17.6756 | 0.052253 | 0 | 43.0566
1995-05-12 04:00 | 287.6661 | 110.4342 | 8.1309 | 41.8127 | 3.5836 | 1.6203 | 15.88 | 17.6022 | 0.052253 | 0 | 37.131
1995-05-12 05:00 | 279.2827 | 111.6672 | 62.8172 | 42.2159 | 3.5836 | 1.6198 | 16.328 | 17.6803 | 0.052253 | 0 | 23.6687
1995-05-12 06:00 | 271.6232 | 114.7158 | 171.9522 | 31.8138 | 1.6 | 1.6197 | 9.9871 | 17.8508 | 0 | 0 | 10.3285
1995-05-12 07:00 | 247.7269 | 119.0948 | 306.5053 | 40.7435 | 1.6 | 1.62 | 12.3366 | 17.7185 | 0 | 0 | 3.7722
1995-05-12 08:00 | 215.3238 | 118.3104 | 404.6505 | 46.7113 | 1.6 | 1.6204 | 8.5079 | 17.95 | 0 | 0 | 3.7824
1995-05-12 09:00 | 201.3144 | 121.158 | 481.2236 | 36.3795 | 1.6 | 1.6219 | 6.2183 | 17.7467 | 0 | 0 | 0.026622
1995-05-12 10:00 | 224.1716 | 114.6254 | 513.4829 | 43.1279 | 1.6 | 1.6253 | 4.2288 | 17.955 | 0 | 0 | 0.27447
1995-05-12 11:00 | 223.3836 | 119.0943 | 534.4017 | 33.3224 | 1.6 | 1.6255 | 3.879 | 16.8653 | 0 | 0 | 0.63377
1995-05-12 12:00 | 191.1233 | 124.2059 | 518.9703 | 33.5201 | 1.6 | 1.6257 | 5.9852 | 16.8311 | 0 | 0 | 2.1335
1995-05-12 13:00 | 228.1779 | 128.76 | 462.2065 | 37.6143 | 1.6 | 1.6235 | 3.9642 | 16.7607 | 0 | 0 | 0.035218
1995-05-12 14:00 | 243.74 | 137.2078 | 398.7901 | 41.6601 | 1.6 | 1.6235 | 4.1104 | 17.1229 | 0 | 0 | 8.1879
1995-05-12 15:00 | 272.5495 | 149.7815 | 320.4471 | 32.5497 | 1.6 | 1.6231 | 4.144 | 17.1461 | 0 | 0 | 1.802
1995-05-12 16:00 | 297.5573 | 166.1519 | 208.2018 | 48.8467 | 1.6 | 1.6226 | 3.8555 | 16.6071 | 0 | 0 | 12.2261
1995-05-12 17:00 | 329.8227 | 174.1863 | 112.8567 | 36.8866 | 1.6 | 1.622 | 6.0398 | 17.6438 | 0 | 0 | 16.9376
1995-05-12 18:00 | 387.5705 | 185.2565 | 29.9503 | 34.9764 | 1.6 | 1.6204 | 6.0315 | 17.7887 | 0 | 0 | 15.4326
1995-05-12 19:00 | 395.7822 | 191.9787 | 0.34254 | 46.0997 | 1.6 | 1.6195 | 6.3547 | 18.0557 | 0 | 0 | 17.3784
1995-05-12 20:00 | 430.9211 | 197.5663 | 0 | 41.4244 | 1.6 | 1.6191 | 6.3511 | 18.0833 | 0 | 0 | 10.9204
1995-05-12 21:00 | 417.9676 | 196.8932 | 0 | 41.991 | 1.6 | 1.6185 | 6.2651 | 18.0685 | 0 | 0 | 7.0049
1995-05-12 22:00 | 389.4447 | 191.0293 | 0 | 49.6941 | 0.37148 | 1.6184 | 6.1783 | 18.0817 | 0 | 0 | 12.754
1995-05-12 23:00 | 403.2866 | 192.2668 | 0 | 48.0193 | 0.92819 | 1.618 | 6.0466 | 17.909 | 0 | 0 | 23.1979
1995-05-13 | 357.3272 | 191.1187 | 0 | 50.0122 | 0 | 1.6175 | 5.9754 | 17.7951 | 0 | 0 | 31.1223
1995-05-13 01:00 | 371.1995 | 193.6856 | 0 | 45.0116 | 0 | 1.6168 | 5.747 | 17.5169 | 0 | 0 | 10.7422
1995-05-13 02:00 | 333.6164 | 192.5333 | 0.024075 | 45.0028 | 0 | 1.6153 | 5.7238 | 17.4545 | 0 | 0 | 31.1466
1995-05-13 03:00 | 341.102 | 197.3116 | 0.29944 | 45.8556 | 0 | 1.6144 | 5.9487 | 17.7096 | 0 | 0 | 16.7484
1995-05-13 04:00 | 284.2683 | 198.5451 | 4.44 | 26.6949 | 0 | 1.6106 | 5.7291 | 17.3683 | 0 | 0 | 47.1718
1995-05-13 05:00 | 251.8712 | 203.9472 | 34.2413 | 45.6381 | 0 | 1.609 | 5.5497 | 17.3054 | 0 | 0 | 15.2441
1995-05-13 06:00 | 242.9935 | 209.2085 | 108.1923 | 39.1112 | 0 | 1.6081 | 5.5027 | 17.1639 | 0 | 0 | 18.4068
1995-05-13 07:00 | 223.4018 | 206.399 | 215.6161 | 34.556 | 0 | 1.6081 | 5.8786 | 17.7123 | 0 | 0 | 9.6284
1995-05-13 08:00 | 212.2931 | 193.5008 | 322.1877 | 32.6116 | 0 | 1.6087 | 5.5666 | 15.3607 | 0 | 0 | 2.515
1995-05-13 09:00 | 208.6948 | 191.6118 | 395.6763 | 23.3851 | 0 | 1.6093 | 5.5279 | 15.4429 | 0 | 0 | 0.55228
1995-05-13 10:00 | 195.893 | 172.1599 | 448.2782 | 36.9187 | 0 | 1.5924 | 3.5258 | 14.5554 | 0 | 0 | 12.8364
1995-05-13 11:00 | 222.1669 | 170.5394 | 484.4542 | 25.5321 | 0 | 1.5929 | 5.613 | 15.8966 | 0 | 0 | 3.1778
1995-05-13 12:00 | 218.3754 | 186.5587 | 451.2912 | 25.972 | 0 | 1.5932 | 3.6254 | 15.1692 | 0 | 0 | 1.2799
1995-05-13 13:00 | 240.4389 | 189.989 | 413.8952 | 31.1871 | 0 | 1.5934 | 3.4469 | 14.457 | 0 | 0 | 5.741
1995-05-13 14:00 | 230.6349 | 196.2278 | 393.6438 | 32.8329 | 0 | 1.5945 | 3.543 | 14.3729 | 0 | 0 | 3.5628
1995-05-13 15:00 | 255.6294 | 180.0539 | 323.2202 | 29.3517 | 0 | 1.6468 | 5.6337 | 16.7835 | 0 | 0 | 13.6872
1995-05-13 16:00 | 295.8721 | 193.8041 | 223.9038 | 41.9446 | 0 | 1.6458 | 3.7155 | 17.3688 | 0 | 0 | 9.7006
1995-05-13 17:00 | 280.7406 | 200.2558 | 126.9925 | 27.1058 | 0 | 1.6469 | 5.6977 | 16.572 | 0 | 0 | 17.0299
1995-05-13 18:00 | 323.1039 | 202.6071 | 32.3798 | 29.2094 | 0 | 1.646 | 5.5947 | 17.6475 | 0 | 0 | 23.2395
1995-05-13 19:00 | 345.774 | 205.3836 | 0.68267 | 33.5883 | 7.2333 | 1.645 | 5.7287 | 16.5132 | 0 | 0 | 22.1838
1995-05-13 20:00 | 380.1894 | 206.2769 | 0 | 30.8139 | 15.209 | 1.6427 | 6.6523 | 17.6769 | 0 | 0 | 12.6756
1995-05-13 21:00 | 339.4845 | 199.8224 | 0 | 35.2006 | 15.209 | 1.6427 | 6.8052 | 17.4101 | 0 | 0 | 9.4623
1995-05-13 22:00 | 326.9466 | 182.2835 | 0 | 35.8514 | 15.209 | 1.6429 | 6.7208 | 17.5507 | 0 | 0 | 3.3343
1995-05-13 23:00 | 323.4836 | 179.167 | 0 | 40.0726 | 15.209 | 1.6427 | 6.5726 | 17.2896 | 0 | 0 | 9.313
1995-05-14 | 386.7115 | 179.6444 | 0 | 58.6665 | 15.209 | 1.6394 | 8.2206 | 17.9211 | 0.32695 | 0.565 | 25.3087
1995-05-14 01:00 | 378.4273 | 180.8702 | 0.00061714 | 53.1395 | 15.209 | 1.6034 | 6.603 | 17.858 | 0.3491 | 0.565 | 11.9953
1995-05-14 02:00 | 365.0378 | 177.0306 | 0.018795 | 59.786 | 15.209 | 1.6023 | 6.5797 | 17.8333 | 0.3491 | 0.565 | 24.6904
1995-05-14 03:00 | 352.4964 | 173.4516 | 0.22688 | 46.4248 | 13.8264 | 1.6011 | 6.5791 | 17.8301 | 0.3491 | 0.565 | 41.4825
1995-05-14 04:00 | 341.4081 | 175.2096 | 5.8828 | 37.6275 | 13.8264 | 1.6248 | 6.6257 | 17.8398 | 0.3491 | 0.565 | 43.3426
1995-05-14 05:00 | 322.2535 | 173.7232 | 53.8408 | 59.8822 | 13.8264 | 1.6223 | 6.7535 | 17.8988 | 0.3491 | 0.565 | 36.0887
1995-05-14 06:00 | 329.454 | 163.0826 | 167.7358 | 38.0563 | 13.8264 | 1.6213 | 7.1038 | 18.0648 | 0.3491 | 0.565 | 41.4749
1995-05-14 07:00 | 332.441 | 142.6831 | 354.8742 | 40.1954 | 13.8264 | 1.6219 | 12.0891 | 18.2187 | 0.3491 | 0.565 | 5.1041
1995-05-14 08:00 | 329.7004 | 135.5689 | 524.1356 | 33.5302 | 13.8264 | 1.6148 | 13.986 | 18.1696 | 0.37125 | 0 | 4.275
1995-05-14 09:00 | 307.4131 | 127.8832 | 634.3333 | 31.7725 | 13.8264 | 1.6164 | 7.3999 | 18.2188 | 0.37125 | 0 | 0
1995-05-14 10:00 | 300.0028 | 128.7868 | 699.1997 | 32.1794 | 13.8264 | 1.6176 | 7.305 | 18.123 | 0.37125 | 0 | 0.21437
1995-05-14 11:00 | 323.2297 | 128.3413 | 728.9739 | 26.0266 | 13.8264 | 1.619 | 7.2925 | 18.089 | 0.37125 | 0 | 1.023
1995-05-14 12:00 | 296.8957 | 129.1648 | 750.9755 | 23.565 | 13.8264 | 1.6205 | 13.7256 | 18.036 | 0.37125 | 0 | 2.2748
1995-05-14 13:00 | 316.439 | 129.8809 | 686.9887 | 24.6947 | 13.8264 | 1.6211 | 7.1567 | 18.0069 | 0.37125 | 0 | 0.76016
1995-05-14 14:00 | 319.4327 | 129.3014 | 624.429 | 31.9273 | 13.8264 | 1.6217 | 13.8 | 18.0433 | 0.37125 | 0 | 3.1538
1995-05-14 15:00 | 320.1702 | 129.6417 | 507.1868 | 27.317 | 13.8264 | 1.6216 | 7.3062 | 18.0997 | 0.37125 | 0 | 6.7176
1995-05-14 16:00 | 330.9699 | 134.3161 | 365.4147 | 31.9486 | 13.8264 | 1.6228 | 7.3359 | 18.1099 | 0.37125 | 0 | 10.8599
1995-05-14 17:00 | 342.0271 | 130.4863 | 182.9827 | 32.948 | 13.8264 | 1.622 | 18.1448 | 18.1215 | 0.37125 | 0 | 51.885
1995-05-14 18:00 | 322.6254 | 125.4452 | 51.0737 | 47.6183 | 13.8264 | 1.6215 | 31.6133 | 18.2157 | 0.37125 | 0.565 | 88.3131
1995-05-14 19:00 | 302.7857 | 124.6181 | 0.69052 | 41.9346 | 13.8264 | 1.621 | 41.3549 | 18.2277 | 0.37125 | 0.565 | 87.5076
1995-05-14 20:00 | 300.3753 | 123.429 | 0 | 52.2333 | 13.8264 | 1.6096 | 41.9757 | 18.2311 | 0.3934 | 0.565 | 72.7946
1995-05-14 21:00 | 298.0526 | 124.769 | 0 | 61.8713 | 13.8264 | 1.6089 | 41.9338 | 18.2128 | 0.37125 | 0.565 | 41.0316
1995-05-14 22:00 | 307.9771 | 147.3407 | 0 | 50.9563 | 13.8264 | 1.6189 | 40.6994 | 18.0662 | 0.37125 | 0.565 | 39.8718
1995-05-14 23:00 | 309.779 | 150.128 | 0 | 45.0494 | 13.8264 | 1.6074 | 40.4519 | 18.028 | 0.37125 | 0.565 | 19.1955
1995-05-15 | 318.6922 | 148.2442 | 0 | 59.6987 | 15.81 | 1.6086 | 47.7649 | 17.8558 | 0.46091 | 0.56929 | 10.4637
1995-05-15 01:00 | 322.9064 | 142.3517 | 0.00029621 | 55.4064 | 15.81 | 1.6087 | 44.8429 | 17.7428 | 0.46091 | 0.56929 | 11.4956
1995-05-15 02:00 | 328.7761 | 128.729 | 0.017176 | 48.7839 | 15.81 | 1.6085 | 44.0887 | 17.7312 | 0.46091 | 0.56929 | 12.506
1995-05-15 03:00 | 331.3161 | 115.2456 | 0.12363 | 45.1391 | 15.81 | 1.6062 | 44.0862 | 17.7763 | 0.46091 | 0.56929 | 24.7161
1995-05-15 04:00 | 326.4052 | 104.9774 | 7.3835 | 47.5229 | 15.81 | 1.6039 | 44.0846 | 17.8053 | 0.43876 | 0.0042866 | 42.7781
1995-05-15 05:00 | 315.4482 | 99.4253 | 72.8565 | 44.5627 | 15.81 | 1.6044 | 44.6239 | 17.9551 | 0.41661 | 0.0042866 | 36.7236
1995-05-15 06:00 | 306.7866 | 95.0886 | 230.3579 | 39.1114 | 15.81 | 1.604 | 44.0476 | 17.937 | 0.41661 | 0.0042866 | 9.5773
1995-05-15 07:00 | 273.6594 | 90.691 | 444.5494 | 27.9332 | 15.81 | 1.6033 | 39.4464 | 18.0338 | 0.41661 | 0 | 7.9741
1995-05-15 08:00 | 250.7487 | 90.8499 | 621.0166 | 36.9646 | 15.81 | 1.6047 | 43.3309 | 17.9774 | 0.41661 | 0 | 0.90561
1995-05-15 09:00 | 240.9308 | 91.6196 | 737.4712 | 24.4697 | 15.81 | 1.6061 | 34.5847 | 18.0533 | 0.41661 | 0 | 2.1334
1995-05-15 10:00 | 213.9061 | 90.9995 | 791.253 | 37.6467 | 15.81 | 1.6079 | 34.5329 | 18.0381 | 0.41661 | 0 | 1.2464
1995-05-15 11:00 | 197.2952 | 89.25 | 787.2552 | 23.7276 | 15.81 | 1.6108 | 34.4717 | 17.9596 | 0.41661 | 0 | 0
1995-05-15 12:00 | 207.0201 | 89.5701 | 772.3656 | 28.4276 | 15.81 | 1.6117 | 40.1583 | 17.8348 | 0.41661 | 0 | 0
1995-05-15 13:00 | 197.6808 | 92.4705 | 725.1995 | 35.7658 | 15.81 | 1.6055 | 34.3697 | 17.8092 | 0.40536 | 0 | 0.26472
1995-05-15 14:00 | 203.0177 | 94.3943 | 631.0607 | 36.6035 | 15.81 | 1.6059 | 34.9576 | 17.7584 | 0.40536 | 0 | 1.0015
1995-05-15 15:00 | 239.0073 | 95.1409 | 474.1149 | 25.0424 | 15.81 | 1.6058 | 35.9833 | 17.8407 | 0.40536 | 0 | 1.4599
1995-05-15 16:00 | 222.1806 | 96.1183 | 313.5064 | 39 | 15.81 | 1.6045 | 58.2026 | 17.8804 | 0.40536 | 0.24173 | 2.949
1995-05-15 17:00 | 207.5546 | 98.2726 | 161.0603 | 51.104 | 15.81 | 1.5912 | 71.4766 | 17.9312 | 0.38321 | 0.24173 | 25.6403
1995-05-15 18:00 | 193.1322 | 100.6166 | 49.0193 | 61.611 | 15.81 | 1.5905 | 74.9921 | 17.9772 | 0.38321 | 0.24173 | 92.3696
1995-05-15 19:00 | 181.3665 | 103.2343 | 1.07 | 73.1349 | 15.81 | 1.5891 | 75.9328 | 18.0769 | 0.38321 | 0.80673 | 102.8115
1995-05-15 20:00 | 185.1301 | 104.9852 | 0 | 73.2269 | 15.81 | 1.5886 | 76.76 | 18.0622 | 0.32206 | 0.80673 | 88.4371
1995-05-15 21:00 | 184.5391 | 107.1843 | 0 | 75.5903 | 15.81 | 1.5859 | 76.4718 | 18.0605 | 0.34421 | 0.80673 | 87.4148
1995-05-15 22:00 | 200.4145 | 123.1549 | 0 | 67.7422 | 15.81 | 1.5863 | 75.2458 | 17.9747 | 0.34421 | 0.80673 | 60.9292
1995-05-15 23:00 | 211.9 | 129.4666 | 0 | 58.6798 | 15.81 | 1.5859 | 73.3784 | 17.938 | 0.34421 | 0.80673 | 42.1912
1995-05-16 | 213.9058 | 134.0064 | 0 | 78.9021 | 15.81 | 1.5969 | 27.8231 | 17.8486 | 0.34013 | 0.0042866 | 39.4482
1995-05-16 01:00 | 216.1429 | 136.6362 | 0 | 74.1677 | 15.81 | 1.5966 | 27.7461 | 17.7887 | 0.34013 | 0.0042866 | 31.0783
1995-05-16 02:00 | 222.0454 | 136.0561 | 0.019244 | 68.3962 | 15.81 | 1.5958 | 27.7043 | 17.763 | 0.3068 | 0.0042866 | 24.7825
1995-05-16 03:00 | 224.1592 | 134.5552 | 0.46114 | 68.7201 | 15.81 | 1.5928 | 27.4979 | 17.7525 | 0.3068 | 0.0042866 | 37.8262
1995-05-16 04:00 | 221.9674 | 132.0028 | 10.2603 | 57.9558 | 15.81 | 1.5896 | 27.7019 | 17.7486 | 0.32895 | 0.0042866 | 44.7314
1995-05-16 05:00 | 214.6477 | 129.3001 | 81.7192 | 42.8953 | 15.81 | 1.5872 | 24.3539 | 17.8494 | 0.041 | 0.0042866 | 30.692
1995-05-16 06:00 | 200.3784 | 125.8254 | 222.8939 | 30.719 | 15.81 | 1.5848 | 17.8466 | 17.8575 | 0.041 | 0.0042866 | 7.8697
1995-05-16 07:00 | 191.4762 | 120.336 | 400.0487 | 29.3189 | 15.81 | 1.5857 | 16.9242 | 17.9169 | 0.041 | 0 | 7.7247
1995-05-16 08:00 | 189.0637 | 116.2738 | 535.4895 | 28.364 | 15.16 | 1.5874 | 16.936 | 17.8657 | 0.041 | 0 | 0.15017
1995-05-16 09:00 | 200.5469 | 112.7393 | 614.603 | 28.1733 | 10.115 | 1.589 | 16.9393 | 17.8582 | 0.041 | 0 | 0
1995-05-16 10:00 | 159.1372 | 111.6556 | 633.954 | 22.6917 | 13.1857 | 1.591 | 16.9029 | 17.8811 | 0.041 | 0 | 0.036061
1995-05-16 11:00 | 172.3542 | 110.6717 | 624.2094 | 29.1848 | 2.437 | 1.5926 | 16.9116 | 17.8806 | 0.041 | 0 | 0
1995-05-16 12:00 | 181.116 | 111.2951 | 592.8511 | 25.901 | 6.741 | 1.5936 | 16.8777 | 17.886 | 0.041 | 0 | 0
1995-05-16 13:00 | 191.0271 | 114.6891 | 537.9486 | 21.7515 | 10.4404 | 1.5943 | 16.8563 | 17.8692 | 0.052253 | 0 | 0.13181
1995-05-16 14:00 | 191.9822 | 120.0302 | 465.589 | 20.1863 | 9.8967 | 1.5949 | 16.8759 | 17.8568 | 0.052253 | 0 | 0.65353
1995-05-16 15:00 | 206.531 | 126.2661 | 373.7709 | 32.5356 | 1.9836 | 1.5949 | 16.9326 | 17.8899 | 0.052253 | 0 | 2.6341
1995-05-16 16:00 | 201.7046 | 126.6125 | 249.5644 | 39.3383 | 8.6005 | 1.5945 | 16.9495 | 17.9578 | 0.052253 | 0 | 15.734
1995-05-16 17:00 | 220.3243 | 125.3302 | 124.2335 | 44.4672 | 1.9836 | 1.5937 | 17.0292 | 18.0186 | 0.052253 | 0 | 48.5253
1995-05-16 18:00 | 259.6232 | 126.1565 | 35.4863 | 52.1708 | 11.0775 | 1.5925 | 17.0896 | 18.0748 | 0.052253 | 0 | 86.2619
1995-05-16 19:00 | 287.1807 | 128.0272 | 1.1902 | 55.6703 | 15.81 | 1.5868 | 17.1438 | 18.1037 | 0.052253 | 0 | 79.758
1995-05-16 20:00 | 308.1861 | 124.9567 | 0 | 59.802 | 15.81 | 1.5866 | 17.101 | 18.0274 | 0.052253 | 0 | 67.4764
1995-05-16 21:00 | 319.6912 | 120.6547 | 0 | 49.3289 | 15.81 | 1.5861 | 17.1233 | 18.1085 | 0.052253 | 0 | 71.2756
1995-05-16 22:00 | 324.245 | 120.8496 | 0 | 66.9962 | 15.81 | 1.5867 | 17.0372 | 18.0369 | 0.052253 | 0 | 42.1609
1995-05-16 23:00 | 331.7923 | 119.2769 | 0 | 47.5048 | 15.81 | 1.5867 | 16.8301 | 17.9748 | 0.052253 | 0 | 31.4438
1995-05-17 | 333.6399 | 119.2418 | 0 | 71.439 | 15.81 | 1.5866 | 15.5181 | 17.8286 | 0.052253 | 0 | 38.9667
1995-05-17 01:00 | 331.162 | 120.4337 | 0 | 68.386 | 15.81 | 1.6268 | 15.4558 | 17.7782 | 0.052253 | 0 | 31.0128
1995-05-17 02:00 | 334.0808 | 124.973 | 0.029569 | 64.9628 | 15.81 | 1.6501 | 15.5387 | 17.8076 | 0.052253 | 0 | 25.8775
1995-05-17 03:00 | 340.8368 | 126.7326 | 0.50811 | 60.2099 | 9.8985 | 1.6341 | 16.0217 | 17.7842 | 0.052253 | 0 | 30.0416
1995-05-17 04:00 | 345.0107 | 129.9735 | 9.0731 | 56.4938 | 14.4764 | 1.6305 | 8.8601 | 17.864 | 0 | 0 | 21.8131
1995-05-17 05:00 | 338.1802 | 140.1635 | 58.6302 | 48.8102 | 0.65 | 1.6277 | 6.673 | 17.8678 | 0 | 0 | 22.0519
1995-05-17 06:00 | 332.5628 | 151.525 | 157.4642 | 36.7141 | 0 | 1.6619 | 6.9483 | 18.0212 | 0 | 0 | 14.1451
1995-05-17 07:00 | 320.555 | 164.4259 | 288.0081 | 38.07 | 0 | 1.6974 | 7.1578 | 18.2101 | 0 | 0 | 10.7329
1995-05-17 08:00 | 290.9572 | 165.8831 | 391.0492 | 36.7704 | 0 | 1.6987 | 6.7662 | 18.2271 | 0 | 0 | 2.3802
1995-05-17 09:00 | 242.2755 | 164.8909 | 504.1747 | 31.5663 | 0 | 1.6998 | 6.7394 | 18.1227 | 0 | 0 | 1.3538
1995-05-17 10:00 | 242.429 | 168.5992 | 571.7065 | 29.649 | 0 | 1.6451 | 6.6578 | 18.13 | 0 | 0 | 1.3676
1995-05-17 11:00 | 234.6111 | 180.4008 | 603.1093 | 27.4069 | 0 | 1.6473 | 6.6281 | 18.1106 | 0 | 0 | 0.48197
1995-05-17 12:00 | 255.6268 | 179.4417 | 596.7087 | 25.6379 | 0 | 1.6488 | 6.5116 | 18.0204 | 0 | 0 | 0
1995-05-17 13:00 | 251.9999 | 181.9067 | 598.6559 | 22.5285 | 0 | 1.65 | 5.1155 | 17.1592 | 0 | 0 | 0
1995-05-17 14:00 | 279.7688 | 175.3308 | 531.7419 | 19.0994 | 0 | 1.6511 | 6.5739 | 18.0941 | 0 | 0 | 0.96011
1995-05-17 15:00 | 304.396 | 174.1592 | 425.1908 | 27.311 | 0 | 1.6505 | 6.6297 | 18.112 | 0 | 0 | 1.1347
1995-05-17 16:00 | 338.8721 | 170.4123 | 294.5779 | 28.6736 | 0 | 1.6523 | 7.3334 | 18.1964 | 0 | 0.0042866 | 12.3367
1995-05-17 17:00 | 347.6672 | 171.5967 | 151.5391 | 28.6644 | 0 | 1.6518 | 8.4208 | 18.1713 | 0.052253 | 0.0042866 | 27.6817
1995-05-17 18:00 | 375.7449 | 174.164 | 44.6968 | 32.5374 | 1.3336 | 1.6509 | 9.2002 | 18.2312 | 0.052253 | 0.0042866 | 40.0396
1995-05-17 19:00 | 384.9751 | 178.8741 | 0.84368 | 42.333 | 15.3059 | 1.6502 | 9.851 | 17.9785 | 0.052253 | 0.0042866 | 38.8417
1995-05-17 20:00 | 380.6391 | 190.7118 | 0.00099766 | 30.502 | 15.81 | 1.6504 | 10.0221 | 18.3219 | 0.052253 | 0.0042866 | 25.5883
1995-05-17 21:00 | 384.5082 | 196.8272 | 0 | 38.6578 | 15.81 | 1.6485 | 9.9486 | 18.2923 | 0.052253 | 0.0042866 | 19.4242
1995-05-17 22:00 | 372.6583 | 196.9783 | 0 | 31.7964 | 15.81 | 1.6495 | 9.4347 | 18.145 | 0.052253 | 0.0042866 | 27.4111
1995-05-17 23:00 | 369.6693 | 191.9847 | 0 | 31.8976 | 15.81 | 1.65 | 9.2973 | 17.7213 | 0.052253 | 0.0042866 | 21.776
1995-05-18 | 386.0697 | 188.4825 | 0 | 45.1146 | 15.81 | 1.6503 | 14.5941 | 17.9874 | 0.13066 | 0.019936 | 37.8082
1995-05-18 01:00 | 370.6633 | 187.5001 | 0 | 42.315 | 15.81 | 1.6504 | 13.977 | 17.8846 | 0.13066 | 0.019936 | 41.8581
1995-05-18 02:00 | 364.659 | 188.5904 | 0.022744 | 41.1735 | 15.81 | 1.6501 | 13.7376 | 17.7142 | 0.13066 | 0.019936 | 36.6937
1995-05-18 03:00 | 357.8357 | 185.2415 | 0.42689 | 35.7795 | 15.81 | 1.6472 | 14.2888 | 17.7442 | 0.13066 | 0.019936 | 35.4673
1995-05-18 04:00 | 348.0686 | 175.5584 | 8.1558 | 35.4625 | 15.81 | 1.6443 | 14.5568 | 17.774 | 0.13066 | 0.019936 | 37.8713
1995-05-18 05:00 | 323.373 | 172.5889 | 56.7666 | 31.3624 | 15.81 | 1.6423 | 14.8797 | 17.8412 | 0.13066 | 0.0042866 | 18.0926
1995-05-18 06:00 | 311.2088 | 170.5153 | 146.2797 | 21.9696 | 15.81 | 1.642 | 14.8105 | 18.075 | 0.13066 | 0.0042866 | 13.5089
1995-05-18 07:00 | 303.7807 | 168.7397 | 276.2055 | 29.8373 | 14.4273 | 1.6432 | 14.2251 | 18.2158 | 0.13066 | 0 | 5.4312
1995-05-18 08:00 | 306.4017 | 167.6862 | 388.6451 | 36.1017 | 14.4273 | 1.6453 | 13.6543 | 18.1393 | 0.13066 | 0 | 0.22447
1995-05-18 09:00 | 270.6592 | 162.1379 | 498.8407 | 28.5673 | 14.4273 | 1.6471 | 13.3062 | 18.0051 | 0.13066 | 0 | 0.038759
1995-05-18 10:00 | 257.3166 | 144.3702 | 560.7125 | 23.1688 | 14.4273 | 1.6494 | 13.0918 | 18.0245 | 0.13066 | 0 | 0
1995-05-18 11:00 | 253.0395 | 136.0122 | 564.9424 | 27.7173 | 14.4273 | 1.6515 | 12.6073 | 17.9535 | 0.13066 | 0 | 0.5359
1995-05-18 12:00 | 265.3436 | 135.6813 | 557.7199 | 27.5519 | 14.4273 | 1.653 | 12.3061 | 17.9648 | 0.13066 | 0 | 0
1995-05-18 13:00 | 270.5914 | 131.5748 | 524.7165 | 21.9352 | 14.4273 | 1.6541 | 12.1252 | 17.7488 | 0.13066 | 0 | 0.2204
1995-05-18 14:00 | 266.9656 | 131.3623 | 465.1715 | 21.4253 | 11.2968 | 1.6553 | 12.2599 | 17.776 | 0.13066 | 0 | 0.23339
1995-05-18 15:00 | 275.9205 | 127.9985 | 396.2269 | 28.6915 | 10.6909 | 1.6558 | 12.1781 | 17.8524 | 0.13066 | 0 | 0.07
1995-05-18 16:00 | 288.8644 | 121.9932 | 266.0088 | 30.7586 | 14.4273 | 1.656 | 15.9968 | 17.8488 | 0.13066 | 0 | 11.6193
1995-05-18 17:00 | 297.2407 | 114.9671 | 143.158 | 32.0239 | 14.4273 | 1.6556 | 16.9843 | 17.853 | 0.13066 | 0.0042866 | 24.1679
1995-05-18 18:00 | 285.8316 | 105.6085 | 48.8794 | 35.9995 | 14.4273 | 1.657 | 29.5304 | 17.8926 | 0.41861 | 0.019936 | 83.9592
1995-05-18 19:00 | 269.2063 | 96.064 | 1.0775 | 51.9828 | 14.4273 | 1.6565 | 30.3163 | 17.9448 | 0.41861 | 0.58494 | 72.9683
1995-05-18 20:00 | 263.0004 | 86.531 | 0.0013638 | 59.3574 | 14.4273 | 1.6548 | 32.1196 | 18.0426 | 0.41861 | 0.58494 | 85.3553
1995-05-18 21:00 | 259.9362 | 81.6524 | 0 | 68.7391 | 14.4273 | 1.6549 | 28.8569 | 18.0161 | 0.41861 | 0.58494 | 77.8054
1995-05-18 22:00 | 254.9648 | 88.7416 | 0 | 71.873 | 14.4273 | 1.6678 | 29.1691 | 17.911 | 0.44076 | 0.58494 | 51.9254
1995-05-18 23:00 | 252.9324 | 96.0709 | 0 | 47.3708 | 14.4273 | 1.6683 | 30.2948 | 17.7411 | 0.39646 | 0.58494 | 52.7147
1995-05-19 | 259.6217 | 105.0899 | 0 | 80.1727 | 14.4273 | 1.6687 | 49.1366 | 17.8044 | 0.68834 | 1.8279 | 46.9126
1995-05-19 01:00 | 247.948 | 111.5382 | 0 | 80.4224 | 14.4273 | 1.6688 | 48.8651 | 17.7362 | 0.68834 | 1.8279 | 37.2053
1995-05-19 02:00 | 239.0268 | 111.6167 | 0.0158 | 81.7918 | 14.4273 | 1.6685 | 39.1852 | 17.6994 | 0.70517 | 1.8279 | 43.0327
1995-05-19 03:00 | 231.9133 | 109.9365 | 0.53357 | 62.5794 | 14.4273 | 1.6663 | 30.6686 | 17.6874 | 0.74292 | 1.8279 | 68.8831
1995-05-19 04:00 | 224.5885 | 111.7551 | 10.7229 | 55.521 | 14.4273 | 1.6641 | 30.6859 | 17.6784 | 0.53377 | 1.8279 | 52.947
1995-05-19 05:00 | 215.0802 | 114.8201 | 70.2071 | 49.1258 | 14.4273 | 1.6626 | 15.9189 | 17.8047 | 0.41596 | 1.8123 | 13.7762
1995-05-19 06:00 | 201.0097 | 113.9452 | 205.1338 | 39.9359 | 14.4273 | 1.6627 | 16.7525 | 17.9812 | 0.37431 | 0.565 | 10.4733
1995-05-19 07:00 | 186.2838 | 109.7368 | 397.2666 | 31.1298 | 14.4273 | 1.6641 | 17.4051 | 18.0975 | 0.37431 | 0.565 | 0.6744
1995-05-19 08:00 | 181.7691 | 105.3762 | 577.1792 | 27.5148 | 7.4524 | 1.6661 | 17.1543 | 18.0722 | 0.13066 | 0 | 1.0735
1995-05-19 09:00 | 182.9337 | 104.7255 | 645.1936 | 26.7683 | 1.9836 | 1.6677 | 16.6671 | 18.0055 | 0.13066 | 0 | 0
1995-05-19 10:00 | 170.7646 | 113.8538 | 727.367 | 27.5548 | 1.9836 | 1.6699 | 16.6186 | 17.9648 | 0.13066 | 0 | 0
1995-05-19 11:00 | 186.8852 | 103.1929 | 729.2487 | 22.3652 | 1.9836 | 1.6647 | 16.5538 | 17.8326 | 0.13066 | 0 | 0.16691
1995-05-19 12:00 | 181.9399 | 91.7253 | 703.2789 | 26.302 | 1.9836 | 1.666 | 16.3365 | 17.769 | 0.13066 | 0 | 0
1995-05-19 13:00 | 180.5541 | 87.6228 | 661.4317 | 22.5706 | 1.9836 | 1.6668 | 16.1492 | 17.72 | 0.13066 | 0 | 0.71245
1995-05-19 14:00 | 189.8517 | 83.5374 | 597.8691 | 21.0455 | 1.9836 | 1.6676 | 16.8118 | 17.7892 | 0.13066 | 0 | 0.55588
1995-05-19 15:00 | 198.8081 | 80.7575 | 485.6222 | 28.7203 | 1.9836 | 1.6698 | 16.9794 | 17.8051 | 0.13066 | 0 | 0.86999
1995-05-19 16:00 | 208.7421 | 74.1912 | 349.9893 | 35.0134 | 11.1108 | 1.6578 | 24.2808 | 17.8608 | 0.69163 | 0 | 4.6323
1995-05-19 17:00 | 217.5842 | 72.1147 | 194.4111 | 33.5216 | 14.4273 | 1.663 | 26.5608 | 17.8276 | 0.69163 | 0.0042866 | 31.6724
1995-05-19 18:00 | 219.4484 | 68.2108 | 57.865 | 48.8569 | 14.4273 | 1.6627 | 45.6658 | 17.9371 | 0.69163 | 0.24142 | 56.8577
1995-05-19 19:00 | 214.2463 | 65.3508 | 0.9217 | 67.9083 | 14.4273 | 1.6384 | 45.6824 | 17.9434 | 0.69163 | 2.0494 | 74.0596
1995-05-19 20:00 | 212.7094 | 61.8548 | 0.00042696 | 80.5614 | 14.4273 | 1.6395 | 42.9202 | 17.9563 | 0.70846 | 0.80642 | 87.0247
1995-05-19 21:00 | 206.3981 | 56.4371 | 0 | 81.3399 | 14.4273 | 1.6344 | 42.7756 | 17.9276 | 0.70846 | 1.2711 | 86.2861
1995-05-19 22:00 | 203.8296 | 57.2624 | 0 | 68.423 | 14.4273 | 1.6351 | 46.8529 | 17.848 | 0.70846 | 0.80642 | 73.9207
1995-05-19 23:00 | 205.0364 | 61.8001 | 0 | 75.8964 | 14.4273 | 1.6805 | 45.0995 | 17.7798 | 0.76959 | 2.0494 | 68.73
1995-05-20 | 197.9361 | 68.0195 | 0 | 103.9914 | 16.0273 | 1.6809 | 27.7051 | 17.6428 | 0.76959 | 0.22148 | 56.3243
1995-05-20 01:00 | 193.4988 | 72.2172 | 0 | 93.3612 | 16.0273 | 1.6816 | 24.4839 | 17.5838 | 0.76959 | 0.22148 | 60.2256
1995-05-20 02:00 | 188.5917 | 82.564 | 0.040987 | 88.1842 | 16.0273 | 1.6816 | 24.3167 | 17.5326 | 1.1641 | 0.22148 | 48.8875
1995-05-20 03:00 | 188.4991 | 92.4151 | 0.53406 | 78.6199 | 16.0273 | 1.6796 | 24.4439 | 17.5404 | 1.4167 | 0 | 47.5334
1995-05-20 04:00 | 188.5169 | 100.8172 | 11.3882 | 47.6914 | 16.0273 | 1.6783 | 23.4031 | 17.5261 | 0.75566 | 0 | 48.5175
1995-05-20 05:00 | 180.6285 | 100.9242 | 77.7846 | 39.3914 | 16.0273 | 1.6779 | 21.1457 | 17.763 | 0.71058 | 0 | 38.4217
1995-05-20 06:00 | 161.2515 | 93.9205 | 229.8389 | 37.0513 | 14.6937 | 1.6781 | 16.3103 | 17.8615 | 0.69392 | 0 | 19.9333
1995-05-20 07:00 | 139.3667 | 94.1919 | 434.985 | 37.5431 | 3.5836 | 1.6796 | 16.9193 | 18.0388 | 0.69392 | 0 | 1.3779
1995-05-20 08:00 | 136.4951 | 96.2145 | 584.3942 | 30.9605 | 2.9212 | 1.6818 | 10.5251 | 17.7789 | 0.69392 | 0 | 0.15456
1995-05-20 09:00 | 125.7082 | 96.9226 | 658.6076 | 37.2926 | 2.5317 | 1.6838 | 8.8013 | 17.9677 | 0.69392 | 0 | 0
1995-05-20 10:00 | 116.7041 | 97.5802 | 674.113 | 29.1659 | 2.9336 | 1.684 | 10.4239 | 17.916 | 0.69392 | 0 | 0.26371
1995-05-20 11:00 | 121.0513 | 94.8018 | 711.5506 | 28.5499 | 2.9336 | 1.6857 | 10.3982 | 17.9114 | 0.69392 | 0 | 0.17626
1995-05-20 12:00 | 132.4409 | 94.39 | 687.3091 | 28.143 | 2.5278 | 1.6865 | 9.1101 | 17.8432 | 0.85125 | 0 | 0.23679
1995-05-20 13:00 | 134.0401 | 86.5206 | 617.7074 | 31.5799 | 2.9336 | 1.6873 | 8.387 | 16.9657 | 0.85125 | 0 | 2.8447
1995-05-20 14:00 | 131.6345 | 79.6311 | 566.7372 | 34.2409 | 3.3 | 1.6882 | 8.4334 | 17.0446 | 0.87075 | 0 | 0.27012
1995-05-20 15:00 | 153.3715 | 87.8378 | 489.9865 | 38.0954 | 2.549 | 1.6888 | 15.5495 | 17.9083 | 0.87075 | 0 | 2.1883
1995-05-20 16:00 | 165.0808 | 91.3861 | 361.5005 | 38.8655 | 3.5836 | 1.69 | 19.1583 | 17.6801 | 0.87075 | 0 | 6.6598
1995-05-20 17:00 | 179.5497 | 98.4766 | 195.5502 | 40.2401 | 2.5538 | 1.6902 | 28.4169 | 17.9317 | 1.203 | 0 | 30.4905
1995-05-20 18:00 | 210.606 | 106.6827 | 56.1245 | 44.4115 | 16.0273 | 1.6902 | 30.8183 | 17.9695 | 1.2647 | 0 | 52.3501
1995-05-20 19:00 | 224.4701 | 110.1821 | 1.0047 | 45.6275 | 16.0273 | 1.6903 | 31.406 | 17.7917 | 1.2647 | 0 | 63.6888
1995-05-20 20:00 | 235.9142 | 113.1753 | 0 | 58.0909 | 16.0273 | 1.6908 | 32.1527 | 18.0255 | 1.2452 | 0 | 35.102
1995-05-20 21:00 | 240.8439 | 111.2244 | 0 | 53.9457 | 16.0273 | 1.7036 | 31.3953 | 17.9279 | 1.2452 | 0 | 35.1556
1995-05-20 22:00 | 234.5144 | 96.9867 | 0 | 57.6917 | 16.0273 | 1.7047 | 33.8588 | 17.4986 | 1.2452 | 0 | 42.0973
1995-05-20 23:00 | 231.2972 | 98.4514 | 0 | 53.8538 | 16.0273 | 1.7055 | 31.4225 | 17.6912 | 1.2452 | 0 | 34.3598
1995-05-21 | 227.5967 | 97.655 | 0 | 75.9806 | 16.0273 | 1.7043 | 38.6525 | 17.5276 | 1.4448 | 0.22148 | 51.1066
1995-05-21 01:00 | 225.6692 | 98.45 | 0.0037181 | 62.9249 | 16.0273 | 1.7051 | 37.2609 | 17.4808 | 1.4448 | 0.22148 | 46.8503
1995-05-21 02:00 | 224.3553 | 97.4949 | 0.043814 | 81.4085 | 16.0273 | 1.705 | 36.6234 | 17.5327 | 1.4448 | 0.22148 | 42.3339
1995-05-21 03:00 | 222.0305 | 95.5842 | 0.6208 | 58.6213 | 17.41 | 1.7047 | 34.0215 | 17.4504 | 1.4502 | 0 | 69.5168
1995-05-21 04:00 | 218.7862 | 97.2597 | 11.1331 | 60.7992 | 17.41 | 1.7047 | 34.3914 | 17.4253 | 1.4293 | 0 | 72.7913
1995-05-21 05:00 | 206.6403 | 101.5836 | 71.9749 | 51.6542 | 17.41 | 1.7241 | 34.5272 | 17.529 | 1.4293 | 0 | 51.496
1995-05-21 06:00 | 181.4199 | 105.1679 | 215.2677 | 46.6463 | 17.41 | 1.7241 | 29.0871 | 17.6767 | 1.2719 | 0 | 29.8611
1995-05-21 07:00 | 163.3972 | 106.8878 | 414.1255 | 36.6765 | 17.41 | 1.7228 | 29.396 | 17.9243 | 1.251 | 0 | 5.055
1995-05-21 08:00 | 148.4623 | 100.0721 | 599.9066 | 37.4094 | 17.41 | 1.725 | 29.1254 | 17.8607 | 1.2719 | 0 | 1.7463
1995-05-21 09:00 | 138.995 | 104.4077 | 734.6633 | 53.3505 | 17.41 | 1.726 | 28.8041 | 17.849 | 1.2498 | 0 | 4.8933
1995-05-21 10:00 | 134.081 | 83.7635 | 796.7523 | 42.4491 | 17.41 | 1.7268 | 28.3432 | 17.684 | 1.1128 | 0 | 0.23898
1995-05-21 11:00 | 135.404 | 84.28 | 811.4292 | 44.4631 | 17.41 | 1.7277 | 28.0276 | 17.7022 | 1.0677 | 0 | 0
1995-05-21 12:00 | 137.2641 | 81.8688 | 802.5291 | 38.977 | 17.41 | 1.7285 | 27.6774 | 17.5628 | 1.0677 | 0 | 1.0799
1995-05-21 13:00 | 149.4167 | 88.6217 | 740.916 | 47.2585 | 17.41 | 1.7288 | 28.0524 | 17.6312 | 1.0677 | 0 | 1.1237
1995-05-21 14:00 | 151.7461 | 83.0534 | 679.2581 | 35.7296 | 17.41 | 1.5697 | 27.9357 | 17.7 | 1.0267 | 0 | 0.99727
1995-05-21 15:00 | 166.5186 | 83.461 | 557.3089 | 35.9568 | 17.41 | 1.5697 | 27.9024 | 17.6323 | 1.0267 | 0 | 2.0879
1995-05-21 16:00 | 176.5847 | 88.8553 | 404.999 | 40.6327 | 17.41 | 1.5808 | 28.3248 | 17.7005 | 1.0267 | 0 | 6.6264
1995-05-21 17:00 | 185.1745 | 90.7921 | 213.7044 | 48.7368 | 17.41 | 1.5794 | 28.7127 | 17.6946 | 1.0267 | 0 | 29.2721
1995-05-21 18:00 | 190.7959 | 93.6876 | 59.0562 | 70.1566 | 17.41 | 1.5792 | 34.0907 | 17.8584 | 1.0267 | 0.79077 | 68.5977
1995-05-21 19:00 | 206.334 | 96.792 | 1.668 | 84.4852 | 17.41 | 1.5686 | 40.5258 | 17.82 | 1.0058 | 0.79077 | 85.3494
1995-05-21 20:00 | 222.5026 | 98.573 | 0 | 72.3309 | 17.41 | 1.5684 | 36.4841 | 17.837 | 0.98363 | 0.79077 | 87.9711
1995-05-21 21:00 | 229.8746 | 98.7668 | 0 | 76.0981 | 17.41 | 1.5681 | 50.8289 | 17.789 | 1.1183 | 0.79077 | 40.7112
1995-05-21 22:00 | 210.9041 | 93.2067 | 0 | 86.5685 | 17.41 | 1.5682 | 36.7313 | 17.6837 | 1.1183 | 0.79077 | 63.855
1995-05-21 23:00 | 212.3944 | 94.553 | 0 | 79.5974 | 17.41 | 1.5675 | 33.8934 | 17.5357 | 1.1183 | 0.79077 | 68.5603
1995-05-22 | 215.3211 | 92.8349 | 0 | 89.8822 | 17.41 | 1.5681 | 91.1345 | 17.5357 | 1.1183 | 2.0338 | 19.7987
1995-05-22 01:00 | 213.2299 | 88.5247 | 0.0030996 | 82.5166 | 17.41 | 1.5682 | 91.6523 | 17.4521 | 1.1183 | 2.0338 | 20.5007
1995-05-22 02:00 | 213.9616 | 82.5025 | 0.067694 | 77.6326 | 17.41 | 1.568 | 92.6324 | 17.3778 | 1.0319 | 2.0338 | 31.5175
1995-05-22 03:00 | 211.744 | 81.7853 | 0.71482 | 81.2048 | 17.41 | 1.5671 | 89.6999 | 17.3926 | 1.0961 | 2.0338 | 37.6065
1995-05-22 04:00 | 202.6753 | 80.3345 | 12.3355 | 69.343 | 17.41 | 1.565 | 93.6669 | 17.3827 | 1.117 | 2.0338 | 26.371
1995-05-22 05:00 | 188.2541 | 77.4434 | 76.2268 | 63.4456 | 17.41 | 1.5644 | 91.0476 | 17.4363 | 0.92704 | 2.0338 | 37.5153
1995-05-22 06:00 | 163.3569 | 76.7519 | 245.9773 | 54.2261 | 17.41 | 1.5678 | 88.3843 | 17.4808 | 1.2744 | 2.0338 | 9.2464
1995-05-22 07:00 | 141.0288 | 71.797 | 474.9953 | 44.9811 | 17.41 | 1.5644 | 60.9674 | 17.4643 | 1.2953 | 0.22148 | 0.38043
1995-05-22 08:00 | 129.2277 | 66.0375 | 676.7217 | 41.2515 | 17.41 | 1.5477 | 48.4602 | 17.5564 | 1.2953 | 0.22148 | 0.22744
1995-05-22 09:00 | 126.986 | 54.5438 | 805.378 | 45.3591 | 17.41 | 1.5494 | 44.7163 | 17.413 | 1.2224 | 0.22148 | 0.9661
1995-05-22 10:00 | 95.6847 | 52.327 | 886.1708 | 33.765 | 17.41 | 1.5503 | 57.2796 | 17.5479 | 1.2224 | 0.22148 | 0.85116
1995-05-22 11:00 | 99.3678 | 51.8323 | 904.8329 | 44.2449 | 17.41 | 1.5508 | 43.5645 | 17.4812 | 1.3385 | 0.22148 | 0.45103
1995-05-22 12:00 | 102.3844 | 54.3064 | 890.3407 | 38.298 | 17.41 | 1.5549 | 42.8692 | 17.3945 | 1.3385 | 0.22148 | 0.26387
1995-05-22 13:00 | 112.4811 | 54.573 | 836.2069 | 44.7013 | 17.41 | 1.5598 | 41.4972 | 17.2732 | 1.2015 | 0.22148 | 0.036061
1995-05-22 14:00 | 122.976 | 61.9105 | 738.9361 | 43.6317 | 17.41 | 1.559 | 41.4146 | 17.3737 | 0.98893 | 0.22148 | 0.45768
1995-05-22 15:00 | 143.5869 | 61.7902 | 585.4706 | 45.2834 | 17.41 | 1.5629 | 48.6655 | 17.3563 | 0.67552 | 0.22148 | 2.7452
1995-05-22 16:00 | 153.1857 | 66.1803 | 416.5963 | 50.0328 | 17.41 | 1.53 | 61.1098 | 17.5358 | 0.63122 | 0.22148 | 3.2574
1995-05-22 17:00 | 166.7179 | 63.826 | 214.7484 | 69.4791 | 15.81 | 1.5307 | 77.4444 | 17.4409 | 0.64805 | 0.24173 | 38.5958
1995-05-22 18:00 | 178.6251 | 65.1222 | 61.9462 | 89.4166 | 15.81 | 1.5304 | 82.7779 | 17.4096 | 0.62713 | 2.0497 | 67.4766
1995-05-22 19:00 | 197.4348 | 67.5995 | 1.5637 | 89.746 | 15.81 | 1.5267 | 97.5699 | 17.6074 | 0.62713 | 2.0497 | 119.5322
1995-05-22 20:00 | 217.5185 | 70.0665 | 0.0013328 | 89.2882 | 15.81 | 1.5232 | 98.1177 | 17.4548 | 0.64928 | 2.0497 | 88.1118
1995-05-22 21:00 | 221.4939 | 74.717 | 0 | 88.7131 | 15.81 | 1.5228 | 106.5208 | 17.5666 | 0.64928 | 2.0497 | 53.0326
1995-05-22 22:00 | 228.7386 | 75.4777 | 0 | 81.9799 | 15.81 | 1.523 | 106.6881 | 17.4427 | 0.64928 | 2.0497 | 50.6474
1995-05-22 23:00 | 215.7026 | 70.9817 | 0 | 81.7864 | 15.81 | 1.5229 | 85.8346 | 17.3762 | 0.64928 | 2.0497 | 56.0169
1995-05-23 | 219.5531 | 67.5654 | 0 | 91.7416 | 15.81 | 2.1068 | 106.1835 | 17.4327 | 0.64928 | 2.0497 | 24.2837
1995-05-23 01:00 | 216.066 | 64.698 | 0.0032292 | 75.5561 | 15.81 | 1.5235 | 104.5819 | 17.338 | 0.64928 | 2.0497 | 29.244
1995-05-23 02:00 | 215.0959 | 60.1694 | 0.052277 | 73.8872 | 15.81 | 1.5291 | 101.6944 | 17.338 | 0.67143 | 2.0497 | 29.0002
1995-05-23 03:00 | 211.4045 | 55.0613 | 0.42581 | 73.7002 | 15.81 | 1.528 | 102.4807 | 17.3068 | 0.68269 | 2.0497 | 51.8789
1995-05-23 04:00 | 206.2302 | 55.2988 | 11.3021 | 69.7167 | 15.81 | 1.5257 | 99.6021 | 17.3407 | 0.68269 | 2.0497 | 51.9461
1995-05-23 05:00 | 194.4976 | 55.2041 | 81.599 | 66.1195 | 15.81 | 1.5294 | 89.1973 | 17.3669 | 0.68269 | 2.0497 | 39.144
1995-05-23 06:00 | 171.8836 | 53.9969 | 251.9684 | 52.1987 | 15.81 | 1.5344 | 84.3291 | 17.3318 | 0.66602 | 2.0338 | 3.8255
1995-05-23 07:00 | 147.4848 | 55.4351 | 477.6273 | 41.7122 | 15.81 | 1.5348 | 42.8056 | 17.4319 | 0.66602 | 2.0338 | 0.020608
1995-05-23 08:00 | 131.2577 | 51.2894 | 664.628 | 38.6537 | 15.81 | 1.5304 | 28.6043 | 17.4622 | 0.68817 | 0 | 0.17534
1995-05-23 09:00 | 116.7555 | 51.5294 | 782.3319 | 28.2965 | 8.9368 | 1.532 | 28.098 | 17.3822 | 0.68817 | 0 | 0.22234
1995-05-23 10:00 | 100.1849 | 41.8913 | 862.6275 | 46.3865 | 1.9836 | 1.5329 | 27.7272 | 17.366 | 0.68817 | 0 | 0.12288
1995-05-23 11:00 | 118.8882 | 41.4035 | 850.7988 | 37.6287 | 1.9836 | 1.5335 | 27.6085 | 17.4888 | 0.75416 | 0 | 0
1995-05-23 12:00 | 112.5859 | 38.0817 | 823.6933 | 36.8752 | 6.7126 | 1.5627 | 27.3366 | 17.4991 | 0.75416 | 0 | 0
1995-05-23 13:00 | 127.5387 | 35.9459 | 759.5079 | 36.8767 | 1.9836 | 1.5631 | 27.6364 | 17.3869 | 0.75416 | 0 | 0
1995-05-23 14:00 | 128.3435 | 34.2728 | 668.5841 | 36.9335 | 1.9836 | 1.567 | 27.5055 | 17.471 | 0.75416 | 0 | 0
1995-05-23 15:00 | 132.0327 | 32.1784 | 567.8919 | 45.0022 | 7.7509 | 1.5715 | 27.8352 | 17.5581 | 0.77366 | 0.22148 | 0.11442
1995-05-23 16:00 | 136.5611 | 30.1225 | 400.1888 | 62.2777 | 17.41 | 1.5739 | 65.8901 | 17.6477 | 0.79705 | 0.24142 | 8.8866
1995-05-23 17:00 | 155.3758 | 29.6023 | 207.1309 | 66.9646 | 15.8802 | 1.5712 | 83.4494 | 17.7058 | 0.79705 | 0.24142 | 14.1383
1995-05-23 18:00 | 156.7522 | 31.2387 | 63.15 | 78.2928 | 15.999 | 1.5664 | 89.8966 | 17.8183 | 0.81796 | 2.0494 | 94.1943
1995-05-23 19:00 | 168.9717 | 35.678 | 1.6518 | 83.3046 | 15.81 | 1.5701 | 105.3198 | 17.7659 | 0.83888 | 2.0494 | 77.4949
1995-05-23 20:00 | 185.8178 | 40.9179 | 0.00051847 | 94.4903 | 15.81 | 1.5701 | 107.3482 | 17.8558 | 0.82205 | 2.0494 | 82.8622
1995-05-23 21:00 | 193.3407 | 44.6739 | 0 | 88.0661 | 16.1531 | 1.5699 | 104.6992 | 17.8098 | 0.82205 | 2.0494 | 65.0487
1995-05-23 22:00 | 192.9265 | 46.2341 | 0 | 93.6534 | 17.41 | 1.5703 | 106.2366 | 17.7903 | 0.82205 | 2.0494 | 41.0295
1995-05-23 23:00 | 186.9169 | 49.9465 | 0 | 73.153 | 17.41 | 1.5703 | 105.0853 | 17.7588 | 0.82205 | 2.0494 | 53.3475
1995-05-24 | 178.9012 | 49.5934 | 0 | 100.9343 | 17.41 | 1.5703 | 88.4442 | 17.6379 | 0.82205 | 2.0494 | 54.8416
1995-05-24 01:00 | 172.7853 | 47.5081 | 0 | 89.65 | 17.41 | 1.5703 | 87.9906 | 17.6561 | 0.80113 | 2.0494 | 67.8408
1995-05-24 02:00 | 166.2775 | 44.4515 | 0.053922 | 89.6672 | 17.41 | 1.57 | 88.5851 | 17.6166 | 0.77898 | 2.0494 | 61.5648
1995-05-24 03:00 | 161.9344 | 44.5388 | 0.72183 | 89.6843 | 17.41 | 1.5688 | 82.1937 | 17.616 | 0.77898 | 2.0494 | 67.1566
1995-05-24 04:00 | 159.6411 | 45.4161 | 14.0577 | 83.013 | 17.41 | 1.5666 | 83.6438 | 17.6334 | 0.77898 | 2.0494 | 56.56
1995-05-24 05:00 | 154.4232 | 45.3114 | 91.7426 | 75.4409 | 17.41 | 1.5532 | 77.4897 | 17.75 | 0.77898 | 2.0494 | 32.5914
1995-05-24 06:00 | 142.2989 | 49.5807 | 271.6336 | 47.3711 | 17.41 | 1.553 | 46.7593 | 17.9908 | 0.77898 | 2.0295 | 24.9618
1995-05-24 07:00 | 116.4954 | 55.8551 | 504.457 | 45.4801 | 16.76 | 1.5534 | 19.6872 | 18.0687 | 0.42723 | 0 | 0.43196
1995-05-24 08:00 | 107.9005 | 60.9058 | 687.7571 | 39.8046 | 2.9336 | 1.5541 | 15.9375 | 18.1985 | 0.11399 | 0 | 0.075959
1995-05-24 09:00 | 100.3835 | 62.9522 | 803.0041 | 35.1367 | 2.9336 | 1.5558 | 15.7005 | 18.2289 | 0.11399 | 0 | 0
1995-05-24 10:00 | 100.1261 | 85.2934 | 810.4061 | 38.0093 | 2.9336 | 1.5189 | 15.3202 | 18.1575 | 0.11399 | 0 | 0.1275
1995-05-24 11:00 | 114.4977 | 89.1032 | 774.4838 | 36.4518 | 2.9336 | 1.5195 | 15.0031 | 18.095 | 0.11399 | 0 | 0
1995-05-24 12:00 | 109.6482 | 95.418 | 816.6342 | 41.757 | 2.9336 | 1.5068 | 14.6824 | 18.0792 | 0.11399 | 0 | 0.14828
1995-05-24 13:00 | 110.2461 | 98.7566 | 762.4158 | 35.8035 | 2.9336 | 1.5071 | 14.5178 | 18.014 | 0.11399 | 0 | 0
1995-05-24 14:00 | 124.4744 | 101.1985 | 696.5909 | 36.9879 | 2.9336 | 1.5075 | 14.449 | 18.076 | 0.11399 | 0 | 0.44016
1995-05-24 15:00 | 119.7469 | 105.9133 | 555.0665 | 42.9893 | 3.5836 | 1.5076 | 14.4306 | 18.1606 | 0.75566 | 0 | 0.93742
1995-05-24 16:00 | 126.8416 | 113.6994 | 401.7497 | 45.8332 | 17.41 | 1.5155 | 23.4766 | 18.2076 | 1.0879 | 0.22148 | 5.9227
1995-05-24 17:00 | 156.5485 | 128.4505 | 204.5186 | 46.1151 | 17.41 | 1.5153 | 36.7255 | 18.2123 | 1.1269 | 0.24142 | 38.1503
1995-05-24 18:00 | 177.5786 | 147.8264 | 62.8592 | 49.0432 | 17.41 | 1.515 | 56.5671 | 18.207 | 1.0826 | 0.80642 | 42.0836
1995-05-24 19:00 | 203.6321 | 158.7291 | 2.0213 | 54.8681 | 17.41 | 1.5066 | 64.3862 | 18.2414 | 1.0826 | 2.0494 | 48.4723
1995-05-24 20:00 | 218.2011 | 168.2242 | 0.0090296 | 62.3324 | 17.41 | 1.5066 | 66.629 | 18.2415 | 1.0826 | 2.0494 | 41.1229
1995-05-24 21:00 | 217.0223 | 170.2836 | 0 | 60.2263 | 17.41 | 1.5065 | 66.3975 | 18.2501 | 1.0826 | 2.0494 | 28.3546
1995-05-24 22:00 | 200.1277 | 184.6127 | 0 | 61.1521 | 17.41 | 1.5068 | 62.4376 | 18.0856 | 1.0826 | 2.0494 | 31.4536
1995-05-24 23:00 | 187.667 | 173.7527 | 0 | 52.8562 | 17.41 | 1.5068 | 68.0599 | 18.0246 | 1.0826 | 2.0494 | 54.0469
1995-05-25 | 173.5205 | 152.8868 | 0 | 70.8257 | 17.41 | 1.5068 | 82.6046 | 17.9254 | 1.0826 | 2.0494 | 37.6155
1995-05-25 01:00 | 157.3304 | 133.7266 | 0.0066559 | 74.7037 | 17.41 | 1.5068 | 78.4056 | 17.8566 | 1.0826 | 2.0494 | 72.6113
1995-05-25 02:00 | 138.8893 | 124.4151 | 0.097022 | 78.6211 | 17.41 | 1.5065 | 77.7007 | 17.7882 | 0.64169 | 2.0494 | 81.1143
1995-05-25 03:00 | 124.3024 | 119.6997 | 0.63958 | 66.6093 | 17.41 | 1.5054 | 77.1408 | 17.7962 | 0.64169 | 2.0494 | 104.9443
1995-05-25 04:00 | 113.3454 | 116.2306 | 13.148 | 58.1118 | 17.41 | 1.5032 | 77.89 | 17.8298 | 0.48271 | 2.0494 | 94.3428
1995-05-25 05:00 | 100.5449 | 113.3354 | 90.2625 | 51.6204 | 17.41 | 1.4917 | 76.0988 | 17.7913 | 0.46309 | 2.0494 | 47.2686
1995-05-25 06:00 | 83.1713 | 112.1709 | 259.5908 | 40.349 | 17.41 | 1.4915 | 45.8248 | 17.9334 | 0.47976 | 2.0494 | 15.8566
1995-05-25 07:00 | 69.6996 | 111.7739 | 476.6488 | 39.7912 | 18.7926 | 1.4919 | 25.5057 | 18.0878 | 0.44076 | 0.78648 | 1.0724
1995-05-25 08:00 | 67.4887 | 118.119 | 654.4289 | 39.3857 | 17.8922 | 1.4926 | 25.1686 | 18.0982 | 0.44076 | 0 | 0
1995-05-25 09:00 | 63.1967 | 114.2509 | 790.1911 | 39.0067 | 13.1206 | 1.4943 | 24.9172 | 18.0604 | 0.44076 | 0 | 0
1995-05-25 10:00 | 58.9631 | 94.8037 | 830.4639 | 32.7209 | 13.4574 | 1.4951 | 24.6033 | 18.0063 | 0.44076 | 0 | 0
1995-05-25 11:00 | 57.6868 | 82.0737 | 845.195 | 28.9862 | 14.9936 | 1.4958 | 24.312 | 17.939 | 0.44076 | 0 | 0.11307
1995-05-25 12:00 | 60.1088 | 79.0294 | 838.6255 | 35.9569 | 10.4669 | 1.4961 | 24.0252 | 17.8481 | 0.44076 | 0 | 0
1995-05-25 13:00 | 63.1011 | 78.7063 | 792.6233 | 38.3717 | 12.341 | 1.6255 | 23.8614 | 17.7182 | 0.44076 | 0 | 0.57385
1995-05-25 14:00 | 67.8911 | 76.4538 | 689.6921 | 40.2445 | 14.1849 | 1.6258 | 23.9849 | 17.858 | 0.44076 | 0 | 1.555
1995-05-25 15:00 | 79.4315 | 75.6989 | 534.9152 | 40.3239 | 18.7926 | 1.626 | 28.3975 | 17.7836 | 0.44076 | 0.22148 | 1.7842
1995-05-25 16:00 | 95.2863 | 73.619 | 368.0923 | 40.5663 | 18.7926 | 1.6259 | 57.3242 | 18.0512 | 0.64027 | 0.24142 | 16.7382
1995-05-25 17:00 | 127.0837 | 69.6355 | 194.7051 | 46.2052 | 18.7926 | 1.6256 | 75.4779 | 17.9448 | 0.74336 | 0.24142 | 29.5237
1995-05-25 18:00 | 154.3815 | 67.6963 | 61.4841 | 52.6138 | 17.1926 | 1.6252 | 79.1047 | 18.0387 | 0.78766 | 1.0479 | 88.9192
1995-05-25 19:00 | 177.6645 | 66.9587 | 1.9332 | 61.1471 | 17.1926 | 1.6248 | 92.4745 | 18.2098 | 0.80857 | 2.0497 | 90.9947
1995-05-25 20:00 | 199.8968 | 71.0003 | 0.0055699 | 59.2113 | 17.1926 | 1.6248 | 91.407 | 18.1239 | 0.80857 | 2.0497 | 86.8392
1995-05-25 21:00 | 207.1458 | 76.1438 | 0 | 60.979 | 17.1926 | 1.6247 | 92.1162 | 18.0669 | 0.78766 | 2.0497 | 52.7596
1995-05-25 22:00 | 208.2116 | 83.5771 | 0 | 70.2858 | 17.1926 | 1.625 | 92.1279 | 17.9229 | 0.77099 | 2.0497 | 44.7337
1995-05-25 23:00 | 201.44 | 92.53 | 0 | 48.08 | 17.1926 | 1.6489 | 91.6729 | 17.7658 | 0.77099 | 2.0571 | 62.0933
1995-05-26 | 194.7962 | 103.6779 | 0 | 83.1124 | 17.1926 | 1.6489 | 59.0669 | 17.7855 | 0.77099 | 2.0559 | 17.8091
1995-05-26 01:00 | 189.0903 | 110.7383 | 0.0045072 | 74.3183 | 17.1926 | 1.6489 | 59.1769 | 17.6808 | 0.58054 | 2.0518 | 35.7741
1995-05-26 02:00 | 177.1447 | 124.0121 | 0.071689 | 71.0583 | 17.1926 | 1.6486 | 59.6869 | 17.6329 | 0.58054 | 2.0517 | 38.3314
1995-05-26 03:00 | 168.4003 | 133.4477 | 0.50308 | 69.4718 | 17.1926 | 1.6473 | 61.0447 | 17.6468 | 0.58054 | 2.0557 | 37.8123
1995-05-26 04:00 | 162.5514 | 133.6565 | 12.6467 | 55.7635 | 17.1926 | 1.6449 | 59.5259 | 17.6388 | 0.58054 | 2.0532 | 45.7559
1995-05-26 05:00 | 148.7492 | 130.7505 | 83.7513 | 51.0414 | 17.1926 | 1.644 | 43.9481 | 17.7989 | 0.55839 | 2.0527 | 20.3177
1995-05-26 06:00 | 126.0633 | 128.3674 | 227.0428 | 35.981 | 17.1926 | 1.6438 | 26.5341 | 17.7894 | 0.55839 | 0.57401 | 13.6489
1995-05-26 07:00 | 97.9002 | 117.6441 | 418.0819 | 35.2748 | 17.1926 | 1.6285 | 26.586 | 17.7057 | 0.55839 | 0.57782 | 3.0478
1995-05-26 08:00 | 86.7142 | 104.0623 | 581.5951 | 34.0427 | 17.1926 | 1.6293 | 25.9258 | 17.9663 | 0.29259 | 0.0087162 | 0
1995-05-26 09:00 | 71.743 | 98.9629 | 678.208 | 31.8243 | 7.5028 | 1.6311 | 25.6585 | 17.6992 | 0.29259 | 0.0065735 | 0.036061
1995-05-26 10:00 | 80.8054 | 94.0333 | 734.4489 | 28.1507 | 5.3424 | 1.6319 | 25.4285 | 17.8509 | 0.14297 | 0.0087938 | 0
1995-05-26 11:00 | 80.0436 | 91.4146 | 722.4625 | 31.4285 | 1.9836 | 1.6327 | 25.136 | 17.6347 | 0.11399 | 0.00058932 | 0
1995-05-26 12:00 | 85.0973 | 82.185 | 703.0372 | 27.5668 | 9.3804 | 1.6332 | 24.8373 | 17.807 | 0.29259 | 0.0058854 | 0
1995-05-26 13:00 | 88.1425 | 75.6488 | 662.8629 | 29.9274 | 1.9836 | 1.6336 | 24.7018 | 17.8133 | 0.29259 | 0.0074434 | 0.30153
1995-05-26 14:00 | 94.9531 | 73.9562 | 594.0582 | 37.0694 | 8.5996 | 1.6339 | 24.7826 | 17.857 | 0.29259 | 0.00066758 | 2.5498
1995-05-26 15:00 | 111.2598 | 72.5204 | 479.6439 | 36.4636 | 7.9869 | 1.6267 | 25.2013 | 17.8979 | 0.68239 | 0.0083807 | 2.0911
1995-05-26 16:00 | 131.2496 | 71.7016 | 326.393 | 38.3643 | 17.1926 | 1.6266 | 32.8846 | 17.9739 | 0.68239 | 0.24724 | 3.1642
1995-05-26 17:00 | 145.7591 | 69.4244 | 185.1819 | 41.0122 | 17.1926 | 1.6166 | 37.8645 | 17.9935 | 0.73078 | 0.24421 | 43.2535
1995-05-26 18:00 | 163.8333 | 65.6547 | 59.4018 | 42.1281 | 17.1926 | 1.6159 | 48.7488 | 18.0334 | 0.70986 | 0.81119 | 73.2282
1995-05-26 19:00 | 179.0394 | 63.8893 | 2.667 | 56.9243 | 17.1926 | 1.6201 | 64.4302 | 18.1152 | 0.70986 | 2.0571 | 69.6983
1995-05-26 20:00 | 192.1383 | 62.992 | 0.0025338 | 49.5262 | 17.1926 | 1.6156 | 70.4223 | 18.1396 | 0.69303 | 2.0574 | 79.128
1995-05-26 21:00 | 193.3757 | 63.397 | 0 | 52.7005 | 17.1926 | 1.6157 | 69.766 | 18.1419 | 0.71395 | 2.0577 | 54.0704
1995-05-26 22:00 | 197.6046 | 61.3802 | 0 | 55.7943 | 17.1926 | 1.616 | 66.7462 | 18.0527 | 0.73061 | 2.0539 | 61.0845
1995-05-26 23:00 | 199.1886 | 63.5584 | 0 | 51.2727 | 17.1926 | 1.6455 | 55.4698 | 17.9766 | 0.71933 | 2.0612 | 69.2088
1995-05-27 | 191.9936 | 64.2743 | 0 | 91.9375 | 17.1926 | 1.6456 | 15.4475 | 17.7618 | 0.052253 | 0.0042866 | 55.5655
1995-05-27 01:00 | 189.8865 | 68.7972 | 0.0037103 | 90.6878 | 13.2448 | 1.6455 | 15.3396 | 17.6848 | 0.052253 | 0.0042866 | 54.4125
1995-05-27 02:00 | 191.7933 | 70.9944 | 0.091819 | 78.3172 | 6.9851 | 1.6453 | 15.2297 | 17.6138 | 0 | 0.0042866 | 53.4249
1995-05-27 03:00 | 195.6518 | 79.8755 | 0.66076 | 83.9151 | 1.9836 | 1.644 | 14.6383 | 17.725 | 0 | 0.0042866 | 39.3286
1995-05-27 04:00 | 197.151 | 92.8998 | 13.3441 | 59.2878 | 1.9836 | 1.6416 | 11.9109 | 17.6342 | 0 | 0.0042866 | 38.2991
1995-05-27 05:00 | 188.6887 | 104.4014 | 84.0184 | 46.6134 | 0 | 1.6407 | 10.9168 | 17.6809 | 0 | 0.0042866 | 22.6675
1995-05-27 06:00 | 159.5218 | 119.0359 | 215.5072 | 39.4113 | 0 | 1.6405 | 6.8298 | 17.7515 | 0 | 0.0042866 | 11.0354
1995-05-27 07:00 | 127.5905 | 135.0081 | 404.091 | 33.4264 | 0 | 1.6409 | 6.1622 | 17.9561 | 0 | 0 | 1.0343
1995-05-27 08:00 | 101.1739 | 139.0485 | 529.539 | 45.3621 | 0 | 1.6417 | 6.1933 | 17.9952 | 0 | 0 | 0.86037
1995-05-27 09:00 | 101.418 | 133.6469 | 596.8337 | 35.5826 | 0 | 1.6434 | 6.1526 | 17.748 | 0 | 0 | 0.13729
1995-05-27 10:00 | 95.6547 | 123.0369 | 635.8928 | 25.7008 | 0 | 1.6443 | 6.1072 | 17.6323 | 0 | 0 | 0.47846
1995-05-27 11:00 | 101.5362 | 121.9328 | 652.9496 | 31.7859 | 0 | 1.6451 | 6.0929 | 17.6077 | 0 | 0 | 0.048391
1995-05-27 12:00 | 106.9391 | 113.8596 | 645.7787 | 32.2369 | 0 | 1.6455 | 6.0112 | 17.5425 | 0 | 0 | 0.23572
1995-05-27 13:00 | 128.2684 | 107.5097 | 621.5173 | 29.7807 | 0 | 1.646 | 5.9817 | 17.5073 | 0 | 0 | 0.17715
1995-05-27 14:00 | 127.5346 | 98.9579 | 565.29 | 33.6394 | 0 | 1.6461 | 4.0439 | 16.7093 | 0 | 0 | 0.13092
1995-05-27 15:00 | 143.4394 | 99.9958 | 497.5885 | 35.5574 | 0 | 1.6495 | 6.1001 | 17.6232 | 0 | 0 | 1.4652
1995-05-27 16:00 | 147.2322 | 103.7258 | 361.6574 | 41.5616 | 0 | 1.6524 | 8.2164 | 17.7092 | 0 | 0 | 6.3695
1995-05-27 17:00 | 159.5567 | 106.7529 | 194.1912 | 40.5325 | 1.9836 | 1.652 | 8.8541 | 17.6894 | 0 | 0.0042866 | 39.1982
1995-05-27 18:00 | 173.6433 | 112.4971 | 60.0564 | 49.5427 | 1.9836 | 1.6325 | 9.8589 | 17.9509 | 0 | 0.0042866 | 63.2307
1995-05-27 19:00 | 184.5583 | 113.7318 | 1.8731 | 79.0377 | 1.9836 | 1.6319 | 11.4872 | 18.0278 | 0 | 0.0042866 | 67.4408
1995-05-27 20:00 | 195.6115 | 112.6833 | 0.0041858 | 79.7194 | 1.9836 | 1.6303 | 11.9064 | 17.8282 | 0 | 0.0042866 | 74.7097
1995-05-27 21:00 | 205.8929 | 114.5342 | 0 | 77.839 | 1.9836 | 1.6313 | 12.0271 | 17.8324 | 0 | 0.0042866 | 71.0294
1995-05-27 22:00 | 213.8919 | 125.9495 | 0 | 60.2643 | 1.9836 | 1.6271 | 11.23 | 17.7333 | 0 | 0.0042866 | 69.1956
1995-05-27 23:00 | 217.1307 | 142.4635 | 0 | 61.433 | 1.9836 | 1.6274 | 11.5928 | 17.662 | 0 | 0.0042866 | 32.7508
1995-05-28 | 237.5028 | 157.6913 | 0 | 79.3435 | 17.1926 | 1.6262 | 15.1691 | 17.7915 | 0 | 0.0042866 | 35.3194
1995-05-28 01:00 | 238.4062 | 165.74 | 0.0015616 | 71.1031 | 11.3154 | 1.6263 | 15.0654 | 17.659 | 0 | 0.0042866 | 28.064
1995-05-28 02:00 | 244.1419 | 166.0492 | 0.1007 | 66.7468 | 4.1812 | 1.626 | 14.6392 | 17.6442 | 0.052253 | 0.0042866 | 22.38
1995-05-28 03:00 | 246.1035 | 169.6279 | 0.72815 | 59.0386 | 1.3336 | 1.6256 | 14.9677 | 17.614 | 0.052253 | 0.0042866 | 39.9584
1995-05-28 04:00 | 245.5577 | 175.5039 | 15.6365 | 57.1624 | 1.3336 | 1.6253 | 14.7749 | 17.3819 | 0.052253 | 0.0042866 | 39.2529
1995-05-28 05:00 | 231.7367 | 183.3831 | 92.7541 | 55.3265 | 1.6198 | 1.6232 | 14.674 | 17.696 | 0.052253 | 0.0042866 | 22.5509
1995-05-28 06:00 | 203.1661 | 188.3657 | 256.7437 | 46.2867 | 1.3336 | 1.6229 | 13.8498 | 17.8447 | 0.052253 | 0.0042866 | 21.7332
1995-05-28 07:00 | 161.7122 | 195.2315 | 477.4211 | 40.0758 | 1.3336 | 1.6233 | 14.6028 | 18.0176 | 0.052253 | 0 | 1.3272
1995-05-28 08:00 | 144.0923 | 211.242 | 681.0254 | 36.8084 | 1.3336 | 1.6251 | 14.4153 | 18.1645 | 0.052253 | 0 | 0.74302
1995-05-28 09:00 | 124.9029 | 203.8559 | 775.6451 | 51.3004 | 1.3336 | 1.6259 | 14.1764 | 18.0336 | 0.052253 | 0 | 0.0099326
1995-05-28 10:00 | 121.4725 | 204.0559 | 775.041 | 44.2382 | 1.9836 | 1.6265 | 13.8632 | 17.9678 | 0.052253 | 0 | 0.088564
1995-05-28 11:00 | 119.4622 | 205.1 | 801.3239 | 37.7941 | 1.3336 | 1.6271 | 13.5947 | 17.951 | 0.052253 | 0 | 0.23939
1995-05-28 12:00 | 119.3413 | 199.1082 | 787.4083 | 49.2165 | 1.3336 | 1.6279 | 13.3554 | 17.8745 | 0.052253 | 0 | 0
1995-05-28 13:00 | 118.47 | 196.3941 | 804.2234 | 37.648 | 1.3336 | 1.6773 | 13.243 | 17.8374 | 0.052253 | 0 | 1.6317
1995-05-28 14:00 | 126.4605 | 192.1297 | 666.8797 | 51.589 | 1.3336 | 1.6776 | 13.1927 | 17.854 | 0.052253 | 0 | 2.8921
1995-05-28 15:00 | 136.7775 | 196.7876 | 543.9631 | 40.4564 | 1.9836 | 1.6775 | 13.013 | 17.6541 | 0.052253 | 0 | 1.2921
1995-05-28 16:00 | 130.0473 | 196.4946 | 364.0142 | 44.0778 | 1.9836 | 1.6765 | 13.4441 | 17.9326 | 0.052253 | 0 | 26.3562
1995-05-28 17:00 | 132.3027 | 192.7447 | 201.1937 | 52.2916 | 3.0973 | 1.6795 | 14.4324 | 17.8949 | 0.052253 | 0.0042866 | 27.5316
1995-05-28 18:00 | 172.9212 | 187.4893 | 60.4036 | 71.1521 | 3.948 | 1.6823 | 16.5901 | 17.6711 | 0.052253 | 0.0042866 | 78.9972
1995-05-28 19:00 | 193.8442 | 181.757 | 1.6249 | 84.1016 | 17.4514 | 1.6819 | 17.7583 | 17.9584 | 0.052253 | 0.0042866 | 77.211
1995-05-28 20:00 | 216.0352 | 180.6265 | 0.0055047 | 74.7187 | 17.315 | 1.6788 | 18.635 | 17.9696 | 0.052253 | 0.0042866 | 77.8124
1995-05-28 21:00 | 230.0442 | 175.2551 | 0 | 80.4032 | 17.1926 | 1.6751 | 18.3407 | 17.9826 | 0.052253 | 0.0042866 | 48.3357
1995-05-28 22:00 | 227.6223 | 165.5191 | 0 | 84.5255 | 17.1926 | 1.6759 | 18.126 | 17.8781 | 0.052253 | 0.0042866 | 69.6878
1995-05-28 23:00 | 228.8021 | 165.5281 | 0 | 87.3124 | 17.1926 | 1.6752 | 17.1821 | 17.802 | 0.052253 | 0.0042866 | 33.3455
1995-05-29 | 225.3595 | 162.4662 | 0 | 76.866 | 18.7926 | 1.6758 | 44.9462 | 17.7535 | 0.75311 | 0.30067 | 12.7672
1995-05-29 01:00 | 216.3812 | 155.0131 | 0.0063254 | 73.3549 | 18.7926 | 1.6759 | 52.6296 | 17.6947 | 0.73096 | 0.29249 | 17.9183
1995-05-29 02:00 | 206.5265 | 142.7124 | 0.10707 | 78.0661 | 18.7926 | 1.6757 | 57.7648 | 17.6333 | 0.73096 | 0.2923 | 12.3691
1995-05-29 03:00 | 196.9799 | 134.8281 | 0.75152 | 69.8445 | 18.7926 | 1.6747 | 49.2362 | 17.6047 | 0.75311 | 0.25388 | 48.5713
1995-05-29 04:00 | 186.3976 | 129.4184 | 16.9241 | 64.855 | 18.7926 | 1.6726 | 48.1545 | 17.618 | 0.5952 | 0.24867 | 53.6305
1995-05-29 05:00 | 170.4836 | 133.6956 | 97.1045 | 65.5177 | 18.7926 | 1.6719 | 34.3517 | 17.6554 | 0.98105 | 0.24766 | 31.5846
1995-05-29 06:00 | 148.1785 | 134.8139 | 250.655 | 59.1345 | 18.7926 | 1.6717 | 25.8098 | 17.672 | 1.372 | 0.23534 | 39.7303
1995-05-29 07:00 | 122.1953 | 137.7025 | 451.3656 | 59.3955 | 18.7926 | 1.6722 | 37.6292 | 17.8091 | 1.372 | 0.24307 | 18.0283
1995-05-29 08:00 | 101.1533 | 132.2428 | 634.2811 | 52.8369 | 18.7926 | 1.6729 | 37.271 | 17.6884 | 1.372 | 0.24343 | 0.23564
1995-05-29 09:00 | 98.9072 | 125.5151 | 761.2207 | 47.2842 | 18.7926 | 1.6747 | 37.0319 | 17.6646 | 1.3499 | 0.23909 | 0
1995-05-29 10:00 | 89.4545 | 108.1186 | 831.252 | 38.2243 | 18.7926 | 1.6756 | 36.2742 | 17.7536 | 1.3499 | 0.24359 | 0.19199
1995-05-29 11:00 | 93.1155 | 103.8426 | 855.6941 | 46.9546 | 18.7926 | 1.6762 | 35.9453 | 17.5453 | 1.3499 | 0.22696 | 0.55577
1995-05-29 12:00 | 105.2229 | 100.4024 | 838.9949 | 48.1871 | 18.7926 | 1.6767 | 35.3648 | 17.548 | 1.3499 | 0.2377 | 0
1995-05-29 13:00 | 100.8731 | 105.3286 | 787.3416 | 49.0117 | 18.7926 | 1.6771 | 35.2221 | 17.539 | 1.3277 | 0.24085 | 0
1995-05-29 14:00 | 106.2604 | 114.7764 | 692.7491 | 51.8767 | 18.7926 | 1.6767 | 35.4514 | 17.5964 | 1.3277 | 0.22712 | 1.2663
1995-05-29 15:00 | 112.6198 | 112.8223 | 546.7722 | 49.7884 | 18.7926 | 1.647 | 35.5537 | 17.5194 | 1.496 | 0.23407 | 2.0872
1995-05-29 16:00 | 125.4537 | 113.926 | 372.2906 | 62.3117 | 18.7926 | 1.6541 | 45.2916 | 17.5679 | 1.4751 | 0.23756 | 10.5199
1995-05-29 17:00 | 145.7192 | 111.9993 | 199.2336 | 66.7796 | 18.7926 | 1.6533 | 59.1453 | 17.6399 | 1.4751 | 0.24676 | 38.6326
1995-05-29 18:00 | 160.4015 | 111.4119 | 64.6579 | 72.4494 | 18.7926 | 1.653 | 72.7781 | 17.6875 | 1.4751 | 0.25078 | 72.0602
1995-05-29 19:00 | 170.4757 | 110.8065 | 3.1399 | 79.8906 | 18.7926 | 1.6521 | 77.0576 | 17.7421 | 1.4542 | 0.30313 | 89.0776
1995-05-29 20:00 | 171.9144 | 109.2556 | 0.0062384 | 78.9283 | 18.7926 | 1.6518 | 77.2859 | 17.7284 | 1.4542 | 0.30388 | 62.435
1995-05-29 21:00 | 171.2738 | 109.7745 | 0 | 87.6524 | 18.7926 | 1.6501 | 78.9804 | 17.7059 | 1.4542 | 0.30444 | 53.3768
1995-05-29 22:00 | 164.3254 | 109.8537 | 0 | 69.6717 | 18.7926 | 1.6514 | 75.0558 | 17.6965 | 1.4542 | 0.29668 | 64.8859
1995-05-29 23:00 | 169.0095 | 104.0666 | 0 | 69.143 | 18.7926 | 1.6513 | 79.1476 | 17.6473 | 1.3531 | 0.30439 | 39.306
1995-05-30 | 165.5255 | 97.7002 | 0 | 87.1695 | 18.7926 | 2.3821 | 87.5241 | 17.5587 | 1.4658 | 11.9711 | 38.0841
1995-05-30 01:00 | 156.6855 | 92.4797 | 0.00070163 | 88.654 | 18.7926 | 2.384 | 89.8938 | 17.4884 | 1.4879 | 12.0969 | 34.9296
1995-05-30 02:00 | 148.2958 | 88.7888 | 0.11368 | 84.199 | 18.7926 | 2.3849 | 93.1613 | 17.4924 | 1.4879 | 15.1272 | 28.9026
1995-05-30 03:00 | 145.3297 | 81.0768 | 0.76017 | 73.2153 | 18.7926 | 2.3829 | 95.5421 | 17.5088 | 1.4879 | 16.0655 | 39.2872
1995-05-30 04:00 | 144.0554 | 70.9725 | 15.479 | 71.143 | 18.7926 | 2.3823 | 87.5663 | 17.4854 | 1.4867 | 14.6263 | 37.0009
1995-05-30 05:00 | 139.2399 | 65.8483 | 86.6198 | 63.9282 | 18.7926 | 2.3829 | 77.804 | 17.5265 | 1.5089 | 13.771 | 19.5817
1995-05-30 06:00 | 125.4912 | 62.3447 | 223.7639 | 54.6084 | 18.7926 | 2.3841 | 61.9485 | 17.5169 | 1.4658 | 9.8285 | 9.3353
1995-05-30 07:00 | 112.2643 | 58.6501 | 401.761 | 47.6905 | 18.7926 | 2.3269 | 59.5785 | 17.5374 | 1.4658 | 8.051 | 0.29862
1995-05-30 08:00 | 95.9674 | 54.2812 | 543.0626 | 48.6323 | 18.7926 | 2.3412 | 54.9333 | 17.5412 | 1.4658 | 8.699 | 0
1995-05-30 09:00 | 81.4516 | 50.0948 | 651.0646 | 41.4652 | 18.7926 | 2.3429 | 53.0575 | 17.6212 | 1.4879 | 5.1081 | 0
1995-05-30 10:00 | 87.2658 | 40.9846 | 698.4742 | 43.3971 | 18.7926 | 2.3436 | 52.3665 | 17.5949 | 1.4711 | 5.1966 | 0.26074
1995-05-30 11:00 | 91.5683 | 37.4114 | 718.6364 | 53.4647 | 12.3971 | 2.3442 | 51.9127 | 17.5787 | 1.4711 | 3.9116 | 0.55577
1995-05-30 12:00 | 94.4643 | 37.9245 | 712.591 | 45.3771 | 3.5836 | 2.3446 | 52.6412 | 17.5753 | 1.4545 | 7.0153 | 0.55577
1995-05-30 13:00 | 102.4671 | 41.8262 | 661.6413 | 44.4387 | 3.5836 | 2.3449 | 52.5393 | 17.5575 | 1.4389 | 3.6494 | 2.5844
1995-05-30 14:00 | 110.9108 | 50.2809 | 582.3173 | 41.1573 | 3.5836 | 2.3442 | 52.7024 | 17.5483 | 1.4389 | 2.029 | 0.30862
1995-05-30 15:00 | 121.8325 | 55.0075 | 474.2196 | 48.0423 | 3.5836 | 2.3468 | 60.0581 | 17.6438 | 1.3019 | 6.2189 | 2.0217
1995-05-30 16:00 | 127.0463 | 58.3263 | 334.6907 | 57.6979 | 14.0773 | 2.3467 | 63.8785 | 17.6109 | 1.3228 | 13.4999 | 12.2232
1995-05-30 17:00 | 135.5941 | 61.0426 | 178.7369 | 68.4847 | 18.7926 | 2.3462 | 75.9892 | 17.5604 | 1.3228 | 10.3496 | 26.1236
1995-05-30 18:00 | 180.2419 | 58.6812 | 57.8693 | 72.329 | 18.7926 | 2.3738 | 86.0545 | 17.6784 | 1.3228 | 10.2111 | 44.6388
1995-05-30 19:00 | 200.1032 | 58.0575 | 3.6094 | 69.2962 | 18.7926 | 2.3773 | 85.0466 | 17.6801 | 1.3437 | 13.0698 | 62.2906
1995-05-30 20:00 | 210.269 | 53.2777 | 0.027202 | 77.5296 | 18.7926 | 2.3763 | 96.3424 | 17.7264 | 1.3658 | 11.1726 | 43.4833
1995-05-30 21:00 | 213.865 | 50.0538 | 0 | 78.7232 | 18.7926 | 2.3746 | 99.5673 | 17.7168 | 1.3853 | 9.9895 | 36.9545
1995-05-30 22:00 | 193.3344 | 39.6751 | 0 | 84.9085 | 18.7926 | 2.3766 | 102.5012 | 17.6866 | 1.3853 | 11.3441 | 53.5108
1995-05-30 23:00 | 194.727 | 40.9026 | 0 | 74.8847 | 18.7926 | 2.3772 | 107.1681 | 17.6277 | 1.4022 | 9.723 | 38.043
1995-05-31 | 196.9969 | 42.3225 | 0.00021742 | 94.0056 | 18.7926 | 2.3783 | 110.4178 | 17.4997 | 1.4188 | 15.1863 | 38.956
1995-05-31 01:00 | 200.7876 | 42.262 | 0.0073053 | 92.4847 | 18.7926 | 2.3819 | 107.2059 | 17.4578 | 1.4188 | 14.1365 | 32.4911
1995-05-31 02:00 | 203.6459 | 42.9139 | 0.099 | 89.3382 | 18.7926 | 2.3874 | 106.6537 | 17.4951 | 1.4188 | 11.912 | 31.8423
1995-05-31 03:00 | 205.7095 | 44.0716 | 0.78787 | 80.6411 | 18.7926 | 2.3895 | 109.099 | 17.4386 | 1.4188 | 11.5574 | 35.651
1995-05-31 04:00 | 205.5168 | 45.6809 | 13.5458 | 73.4869 | 18.7926 | 2.3813 | 100.8965 | 17.5169 | 1.441 | 11.2048 | 33.1186
1995-05-31 05:00 | 198.2656 | 46.0611 | 73.6013 | 64.9932 | 18.7926 | 2.3726 | 91.9034 | 17.5148 | 1.441 | 10.8325 | 25.6026
1995-05-31 06:00 | 186.1677 | 44.5708 | 190.944 | 56.529 | 18.7926 | 2.3744 | 82.5617 | 17.6645 | 1.3267 | 8.2298 | 11.0695
1995-05-31 07:00 | 180.8951 | 40.2442 | 348.0148 | 54.7889 | 18.7926 | 2.3852 | 82.1871 | 17.7961 | 1.3267 | 9.6894 | 0.50069
1995-05-31 08:00 | 171.0428 | 37.4753 | 458.9833 | 51.2939 | 16.0376 | 2.3854 | 78.5197 | 17.8075 | 1.289 | 6.2979 | 0.11535
1995-05-31 09:00 | 153.1981 | 35.6133 | 560.6773 | 53.4406 | 7.2083 | 2.3859 | 69.8447 | 17.784 | 1.289 | 6.1649 | 0
1995-05-31 10:00 | 154.0446 | 34.4463 | 625.0357 | 51.0965 | 2.9336 | 2.3867 | 68.1012 | 17.7608 | 1.3058 | 5.9396 | 0.09633
1995-05-31 11:00 | 161.4187 | 31.9872 | 655.0652 | 42.8468 | 3.5836 | 2.3782 | 69.1331 | 17.7881 | 1.2849 | 6.4374 | 0
1995-05-31 12:00 | 161.7818 | 36.2498 | 658.1451 | 38.7985 | 11.6671 | 2.3791 | 63.6793 | 17.6925 | 1.2066 | 6.0073 | 0
1995-05-31 13:00 | 174.9408 | 40.7079 | 615.6438 | 47.0541 | 11.8835 | 2.3791 | 61.3856 | 17.6816 | 1.2275 | 5.8558 | 0.19022
1995-05-31 14:00 | 184.4445 | 49.0612 | 534.7142 | 54.9024 | 7.0648 | 2.3782 | 61.0079 | 16.9196 | 1.2275 | 6.438 | 1.0136
1995-05-31 15:00 | 197.5839 | 55.8869 | 421.5752 | 54.04 | 11.7094 | 2.3781 | 76.2232 | 17.8197 | 1.3645 | 8.6483 | 2.3566
1995-05-31 16:00 | 207.3135 | 68.9054 | 288.8946 | 55.8423 | 17.1858 | 2.3777 | 87.2481 | 17.8725 | 1.3423 | 11.7822 | 5.0399
1995-05-31 17:00 | 233.4312 | 79.4955 | 159.8649 | 60.0248 | 14.2381 | 2.3776 | 84.911 | 17.8612 | 1.3214 | 8.9488 | 16.0048
1995-05-31 18:00 | 257.1083 | 82.8516 | 50.0043 | 65.431 | 18.7926 | 2.3773 | 98.4444 | 17.892 | 1.3214 | 10.5854 | 19.6653
1995-05-31 19:00 | 255.8058 | 82.845 | 3.7198 | 65.0953 | 18.7926 | 2.3755 | 104.1107 | 17.8348 | 1.3296 | 9.5529 | 19.5827
1995-05-31 20:00 | 262.0021 | 76.3293 | 0.027631 | 71.4211 | 18.7926 | 2.3741 | 103.6202 | 17.8696 | 1.3296 | 9.5535 | 30.9401
1995-05-31 21:00 | 270.9542 | 69.8394 | 0 | 74.4617 | 18.7926 | 2.3717 | 106.43 | 17.859 | 1.3184 | 9.554 | 21.2425
1995-05-31 22:00 | 262.1471 | 63.5203 | 0 | 77.0093 | 18.7926 | 2.3651 | 109.3139 | 17.7039 | 1.3184 | 9.5477 | 15.9926
1995-05-31 23:00 | 252.8566 | 57.1881 | 0 | 69.752 | 18.7926 | 2.3652 | 106.9933 | 17.633 | 1.3184 | 10.0257 | 24.3016
1995-06-01 | 240.1943 | 52.7908 | 0 | 93.0833 | 18.7926 | 2.2203 | 110.2724 | 17.4401 | 1.3184 | 15.5909 | 27.8775
1995-06-01 01:00 | 229.0877 | 50.2421 | 0.0078923 | 82.3844 | 18.7926 | 2.2173 | 109.1188 | 17.3724 | 1.3184 | 15.782 | 47.0288
1995-06-01 02:00 | 215.3081 | 46.6409 | 0.13535 | 90.3107 | 18.7926 | 2.2139 | 108.798 | 17.4093 | 1.3184 | 15.9663 | 32.4053
1995-06-01 03:00 | 206.3328 | 47.4271 | 0.96226 | 78.3344 | 18.7926 | 2.2118 | 107.9585 | 17.3774 | 1.2753 | 15.8488 | 48.1735
1995-06-01 04:00 | 196.3533 | 49.1339 | 11.9602 | 71.7614 | 18.7926 | 2.2237 | 105.2249 | 17.3582 | 1.2753 | 16.2691 | 32.7579
1995-06-01 05:00 | 186.7805 | 48.4067 | 67.601 | 64.5105 | 18.7926 | 2.232 | 97.7894 | 17.3747 | 1.2376 | 16.3054 | 26.5627
1995-06-01 06:00 | 171.5642 | 50.5431 | 168.9705 | 53.5348 | 18.7926 | 2.2391 | 87.3349 | 17.3821 | 1.3949 | 15.7705 | 14.0014
1995-06-01 07:00 | 156.7214 | 53.1917 | 319.5481 | 61.6496 | 18.7926 | 2.2421 | 84.5843 | 17.4001 | 1.3949 | 15.7762 | 8.0328
1995-06-01 08:00 | 152.9414 | 53.0996 | 425.5692 | 51.7658 | 18.1426 | 2.2416 | 77.3637 | 17.4133 | 1.4117 | 15.4967 | 7.0307
1995-06-01 09:00 | 136.2728 | 47.2276 | 547.7253 | 49.0728 | 3.44 | 2.2397 | 67.4192 | 17.4244 | 1.4117 | 15.7294 | 1.2666
1995-06-01 10:00 | 121.977 | 39.5192 | 629.8702 | 49.0608 | 2.9336 | 2.2384 | 67.4226 | 17.3961 | 1.4117 | 13.6105 | 0
1995-06-01 11:00 | 124.8508 | 41.386 | 638.2152 | 42.7223 | 2.9336 | 2.2377 | 66.9202 | 17.3891 | 1.4158 | 12.9546 | 0
1995-06-01 12:00 | 131.7309 | 42.3527 | 644.7386 | 39.9682 | 2.9336 | 2.2055 | 63.9516 | 17.357 | 1.5108 | 13.0888 | 0.07
1995-06-01 13:00 | 134.9109 | 42.9814 | 619.7448 | 42.5001 | 2.9336 | 2.2053 | 62.987 | 17.3803 | 1.5276 | 11.0385 | 0.036061
1995-06-01 14:00 | 149.0723 | 49.3113 | 540.3409 | 48.9873 | 3.5836 | 2.2053 | 63.8201 | 17.4103 | 1.5055 | 15.041 | 1.0736
1995-06-01 15:00 | 164.3607 | 51.6741 | 434.4672 | 51.6123 | 12.4051 | 2.2056 | 71.3813 | 17.455 | 1.5055 | 13.7067 | 2.2465
1995-06-01 16:00 | 178.2151 | 56.157 | 305.0303 | 57.0111 | 18.7926 | 2.1967 | 91.8354 | 17.5277 | 1.5276 | 15.8956 | 7.2298
1995-06-01 17:00 | 197.0239 | 64.0926 | 176.4131 | 62.6643 | 18.7926 | 2.1982 | 95.2575 | 17.5257 | 1.5486 | 15.9471 | 16.5345
1995-06-01 18:00 | 214.3099 | 67.451 | 62.0076 | 71.6978 | 18.7926 | 2.1994 | 100.249 | 17.5951 | 1.5264 | 13.4773 | 31.2651
1995-06-01 19:00 | 230.186 | 69.2897 | 4.0921 | 80.4859 | 18.7926 | 2.1729 | 107.5107 | 17.5933 | 1.5377 | 11.3153 | 46.909
1995-06-01 20:00 | 244.657 | 64.7041 | 0.034108 | 85.6088 | 18.7926 | 2.1698 | 108.2761 | 17.5595 | 1.5208 | 11.3159 | 33.0489
1995-06-01 21:00 | 251.6039 | 60.9855 | 0 | 87.0991 | 18.7926 | 2.1773 | 108.5669 | 17.5464 | 1.5321 | 9.6764 | 26.3987
1995-06-01 22:00 | 255.3173 | 52.2085 | 0 | 79.0186 | 18.7926 | 2.1751 | 108.4744 | 17.5479 | 1.5321 | 9.6291 | 34.1872
1995-06-01 23:00 | 255.6255 | 45.7602 | 0 | 80.0631 | 18.7926 | 2.1728 | 109.0866 | 17.4769 | 1.5321 | 9.6274 | 33.8414
1995-06-02 | 249.3316 | 41.875 | 0.00040801 | 92.7165 | 18.7926 | 1.5761 | 87.8325 | 17.373 | 1.1883 | 6.8876 | 30.1678
1995-06-02 01:00 | 236.5474 | 38.9984 | 0.0092568 | 91.6415 | 18.7926 | 1.5758 | 86.7856 | 17.2718 | 1.1661 | 6.8852 | 25.2756
1995-06-02 02:00 | 223.3343 | 37.6231 | 0.13905 | 87.7701 | 18.7926 | 1.5746 | 86.2447 | 17.2835 | 1.3981 | 6.8851 | 27.5718
1995-06-02 03:00 | 210.5124 | 36.9106 | 1.0581 | 88.6678 | 18.7926 | 1.5742 | 86.1671 | 17.3108 | 1.2629 | 6.8876 | 35.1119
1995-06-02 04:00 | 197.632 | 36.9283 | 15.4574 | 73.091 | 18.7926 | 1.5736 | 85.5493 | 17.2502 | 1.2629 | 3.855 | 24.6817
1995-06-02 05:00 | 181.2201 | 33.0721 | 83.5604 | 60.8711 | 18.7926 | 1.573 | 80.1582 | 17.2739 | 1.3007 | 3.5102 | 25.8192
1995-06-02 06:00 | 163.9774 | 31.788 | 213.1799 | 55.5495 | 18.7926 | 1.5726 | 59.3862 | 17.331 | 1.3007 | 0.22435 | 14.4769
1995-06-02 07:00 | 157.524 | 29.7355 | 385.8426 | 47.7087 | 18.7926 | 1.5722 | 48.3367 | 17.2848 | 1.2798 | 0.34623 | 1.6014
1995-06-02 08:00 | 142.7649 | 28.3757 | 528.4197 | 46.8729 | 18.1426 | 1.5511 | 34.9849 | 17.3063 | 1.3007 | 0.22678 | 0.11191
1995-06-02 09:00 | 135.5604 | 31.6629 | 641.992 | 46.5907 | 18.1426 | 1.5511 | 44.2025 | 17.3116 | 1.3007 | 0.22548 | 0.82444
1995-06-02 10:00 | 122.1293 | 28.5967 | 656.604 | 46.0417 | 17.3393 | 1.589 | 47.4804 | 17.3256 | 1.3007 | 0.22683 | 0
1995-06-02 11:00 | 125.9806 | 27.0533 | 692.1702 | 46.0417 | 15.8821 | 1.5891 | 32.5742 | 17.3346 | 1.3175 | 0.22184 | 0.23339
1995-06-02 12:00 | 134.2644 | 29.0064 | 667.6113 | 37.3475 | 18.1426 | 1.5893 | 33.8777 | 17.3341 | 1.3175 | 0.22506 | 2.6213
1995-06-02 13:00 | 143.0137 | 32.307 | 624.4345 | 35.9407 | 16.1267 | 1.5891 | 32.6516 | 17.2634 | 1.2954 | 0.22601 | 0.23339
1995-06-02 14:00 | 153.9502 | 36.7645 | 552.0285 | 48.1541 | 10.6352 | 1.5892 | 38.7946 | 17.2445 | 1.2954 | 0.22189 | 0.13003
1995-06-02 15:00 | 168.0186 | 40.9454 | 473.5725 | 48.2522 | 14.0009 | 1.5891 | 48.0401 | 17.2765 | 1.2954 | 0.22397 | 3.2004
1995-06-02 16:00 | 182.4016 | 47.8382 | 341.5165 | 49.4249 | 18.7926 | 1.589 | 49.8516 | 17.2528 | 1.2564 | 0.22502 | 8.4711
1995-06-02 17:00 | 199.1706 | 54.2319 | 200.6933 | 49.7178 | 18.7926 | 1.5751 | 56.1365 | 17.2702 | 1.2564 | 0.22728 | 16.9794
1995-06-02 18:00 | 215.954 | 63.7349 | 70.9645 | 52.521 | 18.7926 | 1.5742 | 75.8588 | 17.3436 | 1.2785 | 6.8866 | 22.8159
1995-06-02 19:00 | 222.0023 | 70.7108 | 5.3272 | 61.5422 | 18.7926 | 1.5774 | 84.5499 | 17.4523 | 1.2785 | 6.8884 | 40.6113
1995-06-02 20:00 | 224.3158 | 71.9544 | 0.0034501 | 68.8729 | 18.7926 | 1.5776 | 84.329 | 17.4356 | 1.2953 | 6.8886 | 47.487
1995-06-02 21:00 | 217.7349 | 70.8081 | 0 | 66.5513 | 18.7926 | 1.5743 | 87.2479 | 17.4915 | 1.2953 | 6.8888 | 58.551
1995-06-02 22:00 | 200.3923 | 74.5292 | 0 | 66.924 | 18.7926 | 1.5752 | 86.9894 | 17.4359 | 1.2953 | 6.8864 | 52.8291
1995-06-02 23:00 | 203.564 | 76.9523 | 0 | 62.0709 | 18.7926 | 1.5751 | 86.5352 | 17.3707 | 1.2953 | 6.8839 | 50.3396
1995-06-03 | 205.9855 | 79.959 | 0.0010688 | 91.0331 | 18.7926 | 1.575 | 59.1804 | 17.3248 | 1.3778 | 6.8839 | 40.053
1995-06-03 01:00 | 203.2644 | 79.7632 | 0.011723 | 89.8911 | 18.7926 | 1.5748 | 59.0284 | 17.2333 | 1.2533 | 6.8839 | 40.1641
1995-06-03 02:00 | 197.8345 | 78.5082 | 0.16969 | 80.8766 | 18.7926 | 1.5746 | 58.7179 | 17.1823 | 1.2533 | 6.8839 | 38.2255
1995-06-03 03:00 | 193.7554 | 78.0965 | 0.79479 | 73.6818 | 18.7926 | 1.5741 | 56.831 | 17.1713 | 1.2416 | 6.8839 | 50.9768
1995-06-03 04:00 | 184.4469 | 80.4755 | 18.3128 | 61.2644 | 18.7926 | 1.5734 | 52.9942 | 17.221 | 1.2416 | 6.8839 | 34.4091
1995-06-03 05:00 | 168.4045 | 81.2929 | 97.0228 | 48.2826 | 18.7926 | 1.5723 | 32.7528 | 17.2968 | 1.2416 | 0.0042866 | 30.5689
1995-06-03 06:00 | 143.4806 | 81.5167 | 254.0274 | 46.4635 | 18.7926 | 1.5632 | 18.8481 | 17.4285 | 0.76541 | 0.0042866 | 18.5671
1995-06-03 07:00 | 124.2863 | 81.9818 | 455.9428 | 46.4162 | 18.1426 | 1.562 | 16.438 | 17.6106 | 0.61394 | 0 | 1.2008
1995-06-03 08:00 | 117.1601 | 86.658 | 606.303 | 44.6399 | 12.5724 | 1.5674 | 16.0084 | 17.5749 | 0.56886 | 0 | 0
1995-06-03 09:00 | 96.8539 | 91.0148 | 716.1058 | 41.1046 | 2.9336 | 1.562 | 15.8858 | 17.5735 | 0.56886 | 0 | 0
1995-06-03 10:00 | 85.5064 | 90.643 | 752.4139 | 45.9156 | 2.9336 | 1.5728 | 15.6912 | 17.5558 | 0.5522 | 0 | 0
1995-06-03 11:00 | 94.6915 | 96.8228 | 746.5721 | 41.9447 | 2.9336 | 1.573 | 15.7658 | 17.6662 | 0.5522 | 0 | 0.19713
1995-06-03 12:00 | 98.7458 | 95.5061 | 757.1952 | 39.4262 | 2.9336 | 1.5716 | 15.5988 | 17.5913 | 0.5522 | 0 | 0
1995-06-03 13:00 | 99.3383 | 97.1239 | 697.0183 | 43.4051 | 2.9336 | 1.5715 | 15.4023 | 17.6052 | 0.5522 | 0 | 0.55577
1995-06-03 14:00 | 107.4814 | 102.9707 | 624.6277 | 45.5443 | 2.9336 | 1.5738 | 15.4139 | 17.697 | 0.5522 | 0 | 0
1995-06-03 15:00 | 115.7843 | 109.4951 | 506.4507 | 46.4635 | 3.5836 | 1.5755 | 15.7547 | 17.7402 | 0.7422 | 0 | 1.1626
1995-06-03 16:00 | 114.0264 | 111.7345 | 360.6147 | 47.1324 | 11.8956 | 1.5905 | 17.2001 | 17.784 | 1.1893 | 0 | 12.1792
1995-06-03 17:00 | 116.3495 | 111.0459 | 204.0392 | 50.9702 | 18.7926 | 1.5904 | 25.1094 | 17.7561 | 1.0523 | 0.0042866 | 29.2945
1995-06-03 18:00 | 142.1075 | 111.0065 | 66.7728 | 56.5078 | 18.7926 | 1.5742 | 55.9176 | 17.8047 | 1.3846 | 0.24173 | 59.2523
1995-06-03 19:00 | 161.2958 | 110.0996 | 5.3233 | 70.3818 | 18.7926 | 2.1505 | 72.9325 | 17.7656 | 1.1946 | 7.1323 | 48.7069
1995-06-03 20:00 | 182.2453 | 110.9801 | 0.032749 | 74.4248 | 18.7926 | 2.1513 | 78.6431 | 17.8413 | 1.1946 | 4.8723 | 31.7213
1995-06-03 21:00 | 191.6703 | 110.4718 | 0 | 77.1762 | 18.7926 | 2.15 | 82.3498 | 17.8321 | 1.1724 | 7.6002 | 9.3447
1995-06-03 22:00 | 190.1472 | 106.0942 | 0 | 81.0976 | 18.7926 | 2.1382 | 82.1722 | 17.6915 | 1.1724 | 7.6012 | 10.5996
1995-06-03 23:00 | 188.2337 | 112.0064 | 0 | 82.6188 | 18.7926 | 2.1391 | 80.4746 | 17.6541 | 1.1556 | 7.1323 | 8.1094
1995-06-04 | 186.3816 | 118.6931 | 6.4242e-05 | 97.6421 | 18.7926 | 2.138 | 98.5514 | 17.5412 | 1.2114 | 9.6083 | 32.7163
1995-06-04 01:00 | 182.6821 | 122.6294 | 0.010292 | 96.7443 | 18.7926 | 2.1404 | 93.8617 | 17.4796 | 1.2114 | 9.6083 | 29.0969
1995-06-04 02:00 | 176.2175 | 122.0377 | 0.15785 | 91.5832 | 18.7926 | 2.1398 | 92.4977 | 17.4634 | 1.2114 | 9.6083 | 28.6372
1995-06-04 03:00 | 168.6547 | 116.4912 | 0.94747 | 75.7788 | 18.7926 | 2.1395 | 92.2668 | 17.42 | 1.4434 | 10.0808 | 51.6244
1995-06-04 04:00 | 155.0987 | 104.5836 | 17.366 | 83.0687 | 18.7926 | 2.1397 | 92.2106 | 17.4222 | 1.4024 | 13.3608 | 52.3376
1995-06-04 05:00 | 139.7014 | 92.9465 | 88.57 | 86.0269 | 18.7926 | 2.1372 | 89.9824 | 17.4528 | 1.3803 | 16.9421 | 45.64
1995-06-04 06:00 | 127.6795 | 82.1961 | 220.3076 | 73.3835 | 18.7926 | 2.1376 | 78.631 | 17.6173 | 1.3803 | 15.4779 | 28.9471
1995-06-04 07:00 | 108.4188 | 73.6149 | 400.6528 | 59.8883 | 18.7926 | 2.1444 | 78.1096 | 17.7649 | 1.3803 | 13.5077 | 8.4242
1995-06-04 08:00 | 97.0908 | 66.3909 | 570.4009 | 56.4724 | 18.7926 | 2.1595 | 77.6538 | 17.8592 | 1.4254 | 14.5617 | 5.6427
1995-06-04 09:00 | 95.4191 | 59.6548 | 696.6141 | 54.2487 | 18.7926 | 2.1658 | 72.7499 | 17.822 | 1.4422 | 9.3293 | 2.7763
1995-06-04 10:00 | 76.743 | 45.4144 | 775.3487 | 38.1273 | 18.7926 | 2.1693 | 77.1023 | 17.7623 | 1.4588 | 14.5617 | 0.31554
1995-06-04 11:00 | 81.2343 | 39.765 | 797.1671 | 48.7938 | 18.7926 | 2.1914 | 76.7783 | 17.7691 | 1.4588 | 13.5034 | 0.94237
1995-06-04 12:00 | 87.106 | 40.4134 | 745.877 | 55.3816 | 18.7926 | 2.1935 | 70.5954 | 17.7009 | 1.4757 | 11.7741 | 0.58566
1995-06-04 13:00 | 89.6692 | 39.9493 | 733.9604 | 46.8743 | 18.7926 | 2.1952 | 72.8903 | 17.6784 | 1.4757 | 13.5034 | 2.9459
1995-06-04 14:00 | 96.4557 | 35.7848 | 621.1643 | 58.4911 | 18.7926 | 2.1969 | 70.1994 | 17.7351 | 1.4925 | 14.5617 | 2.7995
1995-06-04 15:00 | 101.2401 | 36.0574 | 511.6056 | 51.0745 | 18.7926 | 2.1976 | 70.3998 | 17.768 | 1.4925 | 11.9077 | 3.6513
1995-06-04 16:00 | 103.8486 | 37.0663 | 395.9088 | 64.0693 | 18.7926 | 2.196 | 76.4616 | 17.7515 | 1.4925 | 14.9709 | 11.0917
1995-06-04 17:00 | 118.4731 | 42.4888 | 201.5573 | 68.5905 | 18.7926 | 2.2101 | 94.3336 | 17.7546 | 1.4925 | 11.263 | 38.1495
1995-06-04 18:00 | 127.2038 | 47.1932 | 71.3856 | 81.7565 | 18.7926 | 2.2033 | 101.5522 | 17.7969 | 1.4925 | 14.641 | 71.9208
1995-06-04 19:00 | 142.3484 | 46.806 | 5.8947 | 88.2082 | 18.7926 | 2.1908 | 114.4291 | 17.8035 | 1.4925 | 13.7226 | 90.9756
1995-06-04 20:00 | 151.5731 | 44.6954 | 0.039027 | 96.1914 | 18.7926 | 2.1803 | 107.671 | 17.8433 | 1.4925 | 13.0162 | 100.0903
1995-06-04 21:00 | 157.0693 | 41.7511 | 0 | 94.5419 | 18.7926 | 2.181 | 114.4994 | 17.8258 | 1.2827 | 13.0162 | 62.034
1995-06-04 22:00 | 155.1818 | 37.4905 | 0 | 98.6909 | 18.7926 | 2.1735 | 107.9304 | 17.739 | 1.2827 | 11.9578 | 65.3081
1995-06-04 23:00 | 153.2438 | 33.8141 | 0 | 99.6787 | 18.7926 | 2.1748 | 110.2461 | 17.6661 | 1.2552 | 13.0162 | 49.8769
1995-06-05 | 158.0571 | 32.9429 | 0.00015628 | 105.3752 | 18.7926 | 2.1737 | 121.8728 | 17.524 | 0.89804 | 13.0162 | 23.0124
1995-06-05 01:00 | 160.5671 | 32.4518 | 0.0083501 | 104.2857 | 17.1926 | 2.1749 | 120.8901 | 17.4614 | 0.92019 | 13.0162 | 24.935
1995-06-05 02:00 | 162.7173 | 31.9659 | 0.1406 | 99.8798 | 17.1926 | 2.1742 | 114.889 | 17.4387 | 0.92019 | 13.0162 | 31.9318
1995-06-05 03:00 | 160.0153 | 34.1833 | 0.9111 | 76.911 | 17.1926 | 2.1725 | 118.416 | 17.4499 | 0.92019 | 13.0162 | 41.2284
1995-06-05 04:00 | 156.5172 | 39.4543 | 19.2602 | 82.4145 | 17.1926 | 2.1692 | 120.9637 | 17.4133 | 0.96119 | 13.0162 | 43.4346
1995-06-05 05:00 | 145.1252 | 42.6433 | 97.6067 | 70.7335 | 17.1926 | 2.1693 | 116.4043 | 17.418 | 0.98334 | 13.0162 | 31.4076
1995-06-05 06:00 | 135.7011 | 43.4478 | 239.8613 | 65.0177 | 17.1926 | 2.1782 | 112.8964 | 17.3661 | 0.98334 | 12.3065 | 18.1816
1995-06-05 07:00 | 121.466 | 41.7825 | 430.1751 | 60.8526 | 18.7269 | 2.1873 | 93.6807 | 17.4054 | 0.96384 | 12.2905 | 2.1923
1995-06-05 08:00 | 117.7433 | 41.8187 | 592.7353 | 60.4568 | 17.1926 | 2.1937 | 118.2773 | 17.4484 | 0.96384 | 12.2862 | 2.0822
1995-06-05 09:00 | 106.3343 | 45.1245 | 719.5829 | 73.8431 | 17.1926 | 2.1835 | 85.6835 | 17.4938 | 0.96384 | 12.2862 | 0
1995-06-05 10:00 | 91.2615 | 56.5766 | 770.8399 | 65.9288 | 17.1926 | 2.1852 | 96.6077 | 17.4675 | 0.96384 | 12.2862 | 1.4237
1995-06-05 11:00 | 98.1518 | 66.2214 | 765.8915 | 52.0827 | 17.1926 | 2.1856 | 96.8807 | 17.4551 | 0.96384 | 12.2862 | 0
1995-06-05 12:00 | 105.745 | 68.0944 | 787.5279 | 61.1627 | 17.1926 | 2.1381 | 84.436 | 17.4047 | 0.96384 | 12.2862 | 0.036061
1995-06-05 13:00 | 115.8556 | 66.9256 | 759.4261 | 64.7535 | 17.1926 | 2.1409 | 82.8765 | 17.3708 | 0.82684 | 12.3369 | 0.51622
1995-06-05 14:00 | 121.2026 | 66.9955 | 633.9981 | 63.6972 | 17.1926 | 2.1433 | 85.2373 | 17.362 | 0.82684 | 12.3427 | 0.72116
1995-06-05 15:00 | 142.5324 | 72.6892 | 553.313 | 53.3385 | 17.1926 | 2.1636 | 96.1768 | 17.4221 | 0.82684 | 12.3427 | 7.5324
1995-06-05 16:00 | 147.8599 | 81.7987 | 358.4349 | 67.9879 | 17.1926 | 2.1629 | 98.8238 | 17.4281 | 0.82684 | 12.347 | 3.103
1995-06-05 17:00 | 168.4586 | 90.1503 | 194.4534 | 64.6877 | 17.1926 | 2.161 | 105.83 | 17.4967 | 0.82684 | 12.363 | 26.7132
1995-06-05 18:00 | 185.2291 | 95.4971 | 68.8127 | 77.4658 | 17.1926 | 2.1572 | 114.0417 | 17.5345 | 0.81017 | 12.363 | 52.7995
1995-06-05 19:00 | 189.8748 | 94.4077 | 6.209 | 73.4811 | 17.1926 | 2.1476 | 128.0875 | 17.5516 | 0.81017 | 12.363 | 70.3434
1995-06-05 20:00 | 194.4758 | 89.7718 | 0.025013 | 81.6026 | 17.1926 | 2.169 | 123.9746 | 17.5409 | 0.78802 | 12.1993 | 53.4321
1995-06-05 21:00 | 200.3492 | 83.2523 | 0 | 86.5509 | 17.1926 | 2.1654 | 135.9241 | 17.4858 | 0.78802 | 12.2154 | 34.8026
1995-06-05 22:00 | 192.3976 | 73.4086 | 0 | 98.4363 | 17.1926 | 2.1591 | 125.018 | 17.509 | 0.78802 | 12.363 | 25.9982
1995-06-05 23:00 | 195.5058 | 76.1156 | 0 | 92.5723 | 17.1926 | 2.1589 | 127.8985 | 17.4346 | 0.83232 | 12.363 | 29.8953
1995-06-06 | 191.2168 | 80.0116 | 0 | 99.8651 | 17.1926 | 2.1586 | 102.6068 | 17.3755 | 0.85447 | 7.4513 | 16.4104
1995-06-06 01:00 | 187.7776 | 79.3361 | 0.0074407 | 90.316 | 17.1926 | 2.158 | 103.8512 | 17.3032 | 0.83232 | 7.4513 | 23.6382
1995-06-06 02:00 | 185.1357 | 78.7073 | 0.13411 | 91.6891 | 17.1926 | 2.1584 | 103.2093 | 17.2889 | 0.79191 | 7.4513 | 19.753
1995-06-06 03:00 | 178.5713 | 77.9128 | 0.91756 | 90.2401 | 17.1926 | 2.1577 | 100.1606 | 17.2962 | 0.76976 | 7.4048 | 45.4587
1995-06-06 04:00 | 165.4679 | 74.7487 | 16.773 | 75.1307 | 18.7926 | 2.1559 | 97.9572 | 17.1804 | 0.76976 | 7.4048 | 34.4274
1995-06-06 05:00 | 150.4662 | 69.8914 | 86.0324 | 71.2253 | 18.7926 | 2.1611 | 92.5731 | 17.1974 | 1.2196 | 7.4048 | 25.8001
1995-06-06 06:00 | 133.3736 | 62.4886 | 220.6233 | 63.9656 | 18.7926 | 2.174 | 73.8836 | 17.2632 | 1.2196 | 7.2089 | 8.7216
1995-06-06 07:00 | 117.4288 | 56.9491 | 407.0381 | 64.123 | 18.7926 | 2.1914 | 64.7368 | 17.1962 | 1.4096 | 8.3789 | 8.6057
1995-06-06 08:00 | 100.6081 | 50.3052 | 574.4822 | 60.339 | 18.7926 | 2.1969 | 58.4831 | 17.2192 | 1.3983 | 4.5026 | 0.072362
1995-06-06 09:00 | 82.4034 | 46.186 | 675.5436 | 58.0175 | 14.4362 | 2.1997 | 58.0291 | 17.19 | 1.3983 | 6.2533 | 0.024083
1995-06-06 10:00 | 79.1782 | 47.254 | 691.9242 | 57.8133 | 14.6049 | 2.2012 | 57.8718 | 17.1236 | 1.2188 | 7.7251 | 0.019219
1995-06-06 11:00 | 106.9053 | 47.0559 | 716.7846 | 56.0086 | 12.1278 | 2.202 | 57.8311 | 17.1242 | 1.2188 | 4.7871 | 0.088268
1995-06-06 12:00 | 93.4046 | 48.3111 | 720.9501 | 45.8399 | 18.6216 | 2.2028 | 57.8982 | 17.1564 | 1.2188 | 6.0061 | 0.057991
1995-06-06 13:00 | 97.2145 | 48.2174 | 677.322 | 48.6684 | 9.3801 | 2.2029 | 57.8805 | 17.1432 | 1.3349 | 8.3202 | 0.13533
1995-06-06 14:00 | 101.7326 | 47.781 | 631.5786 | 58.7462 | 3.5836 | 2.2034 | 57.9254 | 17.1881 | 1.3349 | 8.8479 | 0.28504
1995-06-06 15:00 | 106.1863 | 47.6485 | 514.0884 | 52.2452 | 12.9936 | 2.2033 | 61.4985 | 17.1419 | 1.3458 | 12.1557 | 5.4752
1995-06-06 16:00 | 116.0288 | 48.8602 | 373.1443 | 66.3382 | 18.7926 | 2.2027 | 71.1788 | 17.1783 | 1.3458 | 13.5077 | 4.1692
1995-06-06 17:00 | 137.229 | 50.1217 | 203.1485 | 69.0865 | 18.7926 | 2.2015 | 74.7929 | 17.2092 | 1.3458 | 13.6876 | 24.2756
1995-06-06 18:00 | 145.6755 | 59.1909 | 70.929 | 82.2618 | 18.7926 | 2.1992 | 101.4626 | 17.267 | 1.3625 | 13.7036 | 49.6761
1995-06-06 19:00 | 151.0468 | 64.2761 | 6.8206 | 85.7679 | 18.7926 | 2.1685 | 104.7649 | 17.3235 | 1.3625 | 12.8761 | 61.6639
1995-06-06 20:00 | 159.7799 | 62.9448 | 0.02179 | 89.6085 | 18.7926 | 2.1617 | 105.6925 | 17.4238 | 1.3846 | 11.5725 | 55.9762
1995-06-06 21:00 | 160.6238 | 57.1239 | 0 | 93.275 | 18.7926 | 2.1568 | 105.1667 | 17.4471 | 1.3846 | 10.2637 | 45.2572
1995-06-06 22:00 | 146.3956 | 52.9285 | 0 | 104.993 | 18.7926 | 2.149 | 106.0584 | 17.3762 | 1.3678 | 9.759 | 37.1502
1995-06-06 23:00 | 141.8292 | 52.4095 | 0 | 91.7082 | 18.7926 | 2.1482 | 106.0162 | 17.2818 | 1.3678 | 9.6077 | 32.5032
1995-06-07 | 136.7876 | 54.5787 | 0.001536 | 109.9798 | 18.7926 | 2.1471 | 75.536 | 17.223 | 1.3678 | 0.85326 | 58.0409
1995-06-07 01:00 | 128.4696 | 60.058 | 0.014688 | 111.4048 | 18.7926 | 2.146 | 70.3427 | 17.1843 | 1.39 | 0.85326 | 38.1402
1995-06-07 02:00 | 121.9213 | 68.2655 | 0.16395 | 107.3194 | 18.7926 | 2.1456 | 62.5853 | 17.2484 | 1.39 | 0.85326 | 47.6072
1995-06-07 03:00 | 113.4252 | 75.3131 | 1.0588 | 94.8548 | 18.7926 | 2.1454 | 56.1092 | 17.174 | 1.4121 | 0.85326 | 58.0207
1995-06-07 04:00 | 109.8313 | 80.9896 | 17.6799 | 84.9763 | 18.7926 | 2.147 | 49.6038 | 17.2189 | 1.4121 | 0.80673 | 51.5715
1995-06-07 05:00 | 108.9114 | 88.9428 | 86.2037 | 79.3473 | 18.7926 | 1.567 | 34.9865 | 17.2362 | 1.4343 | 0.80673 | 26.7367
1995-06-07 06:00 | 107.8712 | 89.3105 | 222.2051 | 63.7841 | 18.7926 | 1.5723 | 24.3591 | 17.4466 | 1.0799 | 0.0042866 | 12.3227
1995-06-07 07:00 | 101.9538 | 88.8432 | 396.4128 | 63.7248 | 18.7926 | 1.5723 | 22.1219 | 17.5807 | 0.76107 | 0.0042866 | 6.6809
1995-06-07 08:00 | 92.2078 | 89.5495 | 538.5602 | 60.3517 | 3.5836 | 1.5728 | 17.5672 | 17.6327 | 0.76107 | 0.0042866 | 1.7789
1995-06-07 09:00 | 88.7232 | 94.8039 | 621.5087 | 53.5724 | 3.5836 | 1.5478 | 18.484 | 17.6065 | 0.76107 | 0.0042866 | 2.2028
1995-06-07 10:00 | 94.9641 | 102.3608 | 655.3608 | 53.4095 | 3.5836 | 1.5486 | 21.2035 | 17.5618 | 0.77233 | 0.0042866 | 0.55577
1995-06-07 11:00 | 109.4243 | 101.6645 | 652.013 | 45.3977 | 3.5836 | 1.5493 | 20.3816 | 17.5346 | 0.77233 | 0.0042866 | 0
1995-06-07 12:00 | 123.0536 | 102.5166 | 654.2365 | 42.0081 | 3.5836 | 1.5525 | 17.3144 | 17.5245 | 0.77233 | 0.0042866 | 0
1995-06-07 13:00 | 134.0625 | 107.8419 | 600.8446 | 48.1053 | 3.5836 | 1.5533 | 12.4038 | 17.565 | 0.77233 | 0.0042866 | 0.028399
1995-06-07 14:00 | 143.2514 | 112.6518 | 557.1248 | 51.1366 | 3.5836 | 1.5545 | 13.4643 | 17.3454 | 0.77233 | 0.0042866 | 2.3057
1995-06-07 15:00 | 167.5272 | 117.8573 | 456.2664 | 51.2307 | 3.5836 | 1.5557 | 16.5375 | 17.3419 | 0.92966 | 0.0042866 | 1.0043
1995-06-07 16:00 | 199.8193 | 126.0278 | 334.0886 | 57.3078 | 3.5836 | 1.556 | 17.7414 | 17.4255 | 0.92966 | 0.0042866 | 3.4627
1995-06-07 17:00 | 211.0156 | 130.1961 | 185.9025 | 61.4952 | 18.7926 | 1.5564 | 17.6699 | 17.5638 | 0.92966 | 0.0042866 | 16.6178
1995-06-07 18:00 | 215.5892 | 140.1103 | 67.1051 | 68.7407 | 18.7926 | 1.5567 | 24.5285 | 17.5032 | 0.92966 | 0.020247 | 31.1814
1995-06-07 19:00 | 224.0425 | 151.8225 | 7.1652 | 81.974 | 18.7926 | 1.5573 | 25.1121 | 17.5701 | 1.2398 | 1.8282 | 34.5762
1995-06-07 20:00 | 230.1602 | 167.8344 | 0.032255 | 77.3623 | 18.7926 | 1.5564 | 30.7565 | 17.4588 | 1.2398 | 1.8748 | 52.602
1995-06-07 21:00 | 229.6255 | 179.5978 | 0 | 85.5419 | 18.7926 | 1.5571 | 33.4305 | 17.4421 | 1.2398 | 1.8748 | 21.4206
1995-06-07 22:00 | 212.8962 | 184.092 | 0 | 84.0961 | 18.7926 | 1.5496 | 28.538 | 17.1466 | 1.2398 | 1.8748 | 34.436
1995-06-07 23:00 | 194.8924 | 189.5555 | 0 | 75.8053 | 18.7926 | 1.5504 | 25.809 | 17.025 | 1.2398 | 1.8748 | 43.7114
1995-06-08 | 193.5124 | 187.4375 | 0.0022428 | 83.0289 | 18.7926 | 1.5508 | 17.5663 | 17.2342 | 0.13066 | 0.050817 | 66.4225
1995-06-08 01:00 | 180.9423 | 188.1853 | 0.019252 | 81.9944 | 18.7926 | 1.551 | 17.53 | 17.0928 | 0.13066 | 0.050817 | 41.1625
1995-06-08 02:00 | 178.6417 | 193.6404 | 0.23681 | 97.5656 | 18.7926 | 1.5511 | 17.6135 | 17.1402 | 0.13066 | 0.0042866 | 29.3168
1995-06-08 03:00 | 167.9633 | 199.9207 | 1.2226 | 85.3714 | 18.7926 | 1.551 | 17.3027 | 17.1252 | 0.13066 | 0.0042866 | 34.5099
1995-06-08 04:00 | 161.6775 | 200.0796 | 18.7747 | 74.267 | 18.7926 | 1.5506 | 16.8093 | 17.0955 | 0.13066 | 0.0042866 | 27.8069
1995-06-08 05:00 | 152.5228 | 197.862 | 88.3785 | 65.861 | 18.7926 | 1.5503 | 16.5816 | 17.1168 | 0.085582 | 0.0042866 | 18.9489
1995-06-08 06:00 | 136.9851 | 198.2918 | 237.988 | 52.2655 | 5.7735 | 1.5502 | 11.682 | 17.0183 | 0.085582 | 0.0042866 | 10.941
1995-06-08 07:00 | 126.0955 | 183.1109 | 413.4643 | 44.8881 | 3.5836 | 1.5503 | 11.1702 | 16.8657 | 0.085582 | 0.0042866 | 5.1428
1995-06-08 08:00 | 117.5584 | 186.4175 | 563.1642 | 39.6183 | 3.5836 | 1.5508 | 10.4399 | 16.8663 | 0.085582 | 0.0042866 | 1.5567
1995-06-08 09:00 | 98.9472 | 175.4508 | 646.257 | 38.6142 | 3.1405 | 1.5513 | 10.0053 | 16.8336 | 0.085582 | 0.0042866 | 6.0359
1995-06-08 10:00 | 107.1726 | 163.917 | 699.5373 | 41.014 | 3.3041 | 1.5519 | 9.9786 | 16.7836 | 0.085582 | 0.0042866 | 1.2346
1995-06-08 11:00 | 108.4269 | 162.1354 | 735.0585 | 38.8936 | 3.5836 | 1.5613 | 10.04 | 16.7544 | 0.068917 | 0.0042866 | 3.05
1995-06-08 12:00 | 118.2091 | 160.2336 | 714.8149 | 37.3266 | 3.5836 | 1.5617 | 9.8648 | 16.8907 | 0.068917 | 0.0042866 | 1.243
1995-06-08 13:00 | 126.412 | 155.7812 | 684.272 | 40.2461 | 3.5836 | 1.5618 | 9.8755 | 16.7067 | 0.068917 | 0.0042866 | 1.4676
1995-06-08 14:00 | 135.6443 | 163.8422 | 578.0964 | 40.9704 | 3.5836 | 1.562 | 9.91 | 16.7876 | 0.068917 | 0.0042866 | 0.8123
1995-06-08 15:00 | 171.6073 | 171.1898 | 492.3612 | 46.6704 | 3.5836 | 1.5621 | 10.8522 | 17.024 | 0.068917 | 0.0042866 | 2.4856
1995-06-08 16:00 | 181.751 | 181.6624 | 356.6725 | 52.2552 | 3.5836 | 1.5617 | 12.2012 | 16.8253 | 0.068917 | 0.0042866 | 6.4983
1995-06-08 17:00 | 197.1648 | 186.4631 | 198.8347 | 56.415 | 3.5836 | 1.5715 | 16.2673 | 17.3788 | 0.068917 | 0.0042866 | 17.0908
1995-06-08 18:00 | 201.6353 | 185.9402 | 72.5994 | 66.8459 | 3.5836 | 1.5716 | 18.3096 | 17.4561 | 0.068917 | 0.0042866 | 46.6561
1995-06-08 19:00 | 202.8752 | 185.1691 | 7.8813 | 76.7926 | 18.7926 | 1.5717 | 21.6595 | 17.4921 | 0.068917 | 0.048967 | 62.6967
1995-06-08 20:00 | 207.6695 | 182.3224 | 0.017267 | 81.9738 | 18.7926 | 1.5658 | 23.4342 | 17.446 | 0.068917 | 0.050817 | 49.5726
1995-06-08 21:00 | 202.1739 | 181.1358 | 0 | 79.3048 | 18.7926 | 1.5626 | 23.2839 | 17.4953 | 0.068917 | 0.050817 | 71.8141
1995-06-08 22:00 | 207.7337 | 172.38 | 0 | 88.5549 | 18.3961 | 1.5406 | 23.0108 | 17.3465 | 0.068917 | 0.050817 | 59.3573
1995-06-08 23:00 | 207.6326 | 171.7308 | 0 | 82.5638 | 18.0795 | 1.5347 | 22.8216 | 17.3295 | 0.068917 | 0.050817 | 50.9853
1995-06-09 | 222.4906 | 168.5913 | 0 | 81.1103 | 17.7196 | 2.1188 | 38.4522 | 17.2774 | 0.37902 | 0.58525 | 43.3321
1995-06-09 01:00 | 224.6428 | 166.6347 | 0.0087071 | 76.3972 | 17.7786 | 2.1168 | 32.9926 | 17.1747 | 0.37902 | 0.63178 | 72.2753
1995-06-09 02:00 | 225.2182 | 160.012 | 0.21534 | 74.8225 | 17.4684 | 2.1154 | 32.9068 | 17.1767 | 0.33802 | 0.62172 | 42.486
1995-06-09 03:00 | 223.9911 | 155.1987 | 1.2129 | 68.2185 | 18.2476 | 1.5342 | 30.5507 | 17.188 | 0.33802 | 0.58525 | 41.2324
1995-06-09 04:00 | 216.5392 | 152.0442 | 17.7831 | 56.1049 | 18.3521 | 1.5696 | 20.8701 | 17.199 | 0.33802 | 0.58525 | 51.0942
1995-06-09 05:00 | 199.7896 | 144.8041 | 87.3483 | 46.8434 | 18.7926 | 1.5691 | 17.6596 | 17.2003 | 0.36094 | 0.56929 | 29.1044
1995-06-09 06:00 | 187.5661 | 137.775 | 226.0029 | 45.9847 | 18.1426 | 1.5774 | 17.4983 | 17.3118 | 0.072995 | 0.0042866 | 2.7936
1995-06-09 07:00 | 182.1346 | 128.4068 | 390.3154 | 45.3528 | 17.3414 | 1.5902 | 17.1036 | 17.4287 | 0.072995 | 0.0042866 | 8.9113
1995-06-09 08:00 | 184.5603 | 116.5771 | 509.0434 | 41.939 | 1.3336 | 1.6099 | 16.7149 | 17.5086 | 0.072995 | 0 | 2.4768
1995-06-09 09:00 | 181.8392 | 104.5106 | 579.5137 | 44.1002 | 1.3336 | 1.61 | 16.6115 | 17.4638 | 0.072995 | 0 | 9.0013
1995-06-09 10:00 | 165.2173 | 93.7943 | 622.6668 | 41.7591 | 1.3336 | 1.6102 | 16.5136 | 17.4007 | 0.072995 | 0 | 7.9199
1995-06-09 11:00 | 171.2417 | 89.7689 | 617.7437 | 35.4363 | 1.3336 | 1.6104 | 16.327 | 17.4072 | 0.089659 | 0 | 0.0053321
1995-06-09 12:00 | 170.7444 | 86.0045 | 636.9328 | 38.4249 | 1.3336 | 1.6106 | 16.0816 | 17.1678 | 0.089659 | 0 | 0.11539
1995-06-09 13:00 | 181.1876 | 90.1103 | 620.6671 | 37.4581 | 1.3336 | 1.6106 | 15.8936 | 17.3671 | 0.089659 | 0 | 0.036061
1995-06-09 14:00 | 199.789 | 90.9556 | 566.1528 | 36.0603 | 1.3336 | 1.5873 | 15.8451 | 17.4008 | 0.089659 | 0 | 0
1995-06-09 15:00 | 218.0858 | 92.9284 | 458.3962 | 43.7704 | 1.9836 | 1.5783 | 15.7742 | 17.4414 | 0.089659 | 0 | 0.63877
1995-06-09 16:00 | 203.5833 | 96.6215 | 338.8043 | 41.301 | 1.9836 | 1.5978 | 17.1354 | 17.4654 | 0.28917 | 0.0042866 | 9.4703
1995-06-09 17:00 | 220.2439 | 102.9232 | 193.4286 | 42.1607 | 10.3846 | 1.5977 | 17.3319 | 17.478 | 0.28917 | 0.0042866 | 26.6575
1995-06-09 18:00 | 220.9483 | 108.7995 | 76.5638 | 55.8626 | 17.1926 | 1.6008 | 20.1906 | 17.5551 | 0.77289 | 0.24173 | 63.5822
1995-06-09 19:00 | 231.0692 | 117.5961 | 8.462 | 49.3511 | 17.1926 | 1.6068 | 22.4703 | 17.5589 | 0.77289 | 0.80673 | 68.1591
1995-06-09 20:00 | 234.9173 | 117.5196 | 0.013552 | 56.6325 | 17.1926 | 1.6068 | 22.221 | 17.5677 | 0.75198 | 0.80673 | 67.9788
1995-06-09 21:00 | 236.5731 | 119.5905 | 0 | 55.5197 | 17.1926 | 1.6223 | 24.6309 | 17.5101 | 0.72983 | 0.80673 | 58.7488
1995-06-09 22:00 | 236.7432 | 115.6513 | 0 | 64.1383 | 17.1926 | 1.6226 | 23.0592 | 17.4306 | 0.713 | 0.80673 | 50.9662
1995-06-09 23:00 | 235.7915 | 111.8748 | 0 | 57.8578 | 17.1926 | 1.6224 | 22.4344 | 17.2872 | 0.713 | 0.80673 | 45.2148
1995-06-10 | 231.6831 | 110.5209 | 0 | 72.4074 | 17.1926 | 1.6223 | 19.1275 | 17.2433 | 0.713 | 0.28826 | 70.1376
1995-06-10 01:00 | 226.6417 | 112.1248 | 0.012471 | 65.9613 | 17.1926 | 1.6385 | 19.4494 | 17.1732 | 0.69085 | 0.24173 | 59.8085
1995-06-10 02:00 | 217.6745 | 114.4084 | 0.17306 | 59.2876 | 17.1926 | 1.6385 | 18.9744 | 17.1701 | 0.73185 | 0.24173 | 57.7141
1995-06-10 03:00 | 207.4378 | 113.6198 | 0.84851 | 60.0142 | 17.1926 | 1.6379 | 18.9651 | 17.1485 | 0.73185 | 0.24173 | 49.9397
1995-06-10 04:00 | 189.9255 | 109.1359 | 20.4844 | 49.9711 | 17.1926 | 1.6372 | 18.1937 | 17.171 | 0.41582 | 0.020247 | 43.805
1995-06-10 05:00 | 168.6626 | 102.9377 | 97.8493 | 45.9762 | 17.1926 | 1.6363 | 17.8881 | 17.193 | 0.2485 | 0.0042866 | 19.2165
1995-06-10 06:00 | 149.4712 | 99.5985 | 236.3093 | 46.3649 | 17.1926 | 1.6159 | 16.8191 | 17.3114 | 0.11941 | 0.0042866 | 17.2259
1995-06-10 07:00 | 135.3213 | 102.1889 | 404.804 | 41.9373 | 17.1926 | 1.6151 | 16.7862 | 17.4287 | 0.11941 | 0.0042866 | 0.9049
1995-06-10 08:00 | 126.8783 | 98.6597 | 536.1012 | 41.4064 | 16.7541 | 1.6157 | 16.1873 | 17.4996 | 0.11941 | 0.0042866 | 0.50785
1995-06-10 09:00 | 108.002 | 89.9319 | 640.2347 | 27.8411 | 16.2014 | 1.616 | 15.774 | 17.4609 | 0.11941 | 0.0042866 | 0.011401
1995-06-10 10:00 | 85.0507 | 78.7914 | 706.8446 | 46.6891 | 3.1796 | 1.6139 | 15.5419 | 17.4217 | 0.11941 | 0.0042866 | 0.68735
1995-06-10 11:00 | 99.2138 | 76.2294 | 711.7447 | 40.0345 | 1.7741 | 1.6484 | 15.5464 | 17.4111 | 0.11941 | 0.0042866 | 0.10938
1995-06-10 12:00 | 106.9204 | 73.5118 | 711.1587 | 35.9601 | 3.0539 | 1.649 | 15.4058 | 17.3229 | 0.11941 | 0.0042866 | 0.42567
1995-06-10 13:00 | 133.1667 | 72.3933 | 681.4091 | 34.6639 | 3.0412 | 1.649 | 15.5328 | 17.3119 | 0.11941 | 0.0042866 | 1.0915
1995-06-10 14:00 | 130.761 | 72.3849 | 612.9766 | 36.2369 | 1.9836 | 1.6493 | 15.1645 | 17.3623 | 0.11941 | 0.0042866 | 0.49593
1995-06-10 15:00 | 135.2078 | 77.3901 | 497.5685 | 47.6722 | 12.5082 | 1.649 | 16.2154 | 17.2949 | 0.11941 | 0.0042866 | 3.6714
1995-06-10 16:00 | 148.6875 | 78.3744 | 387.5243 | 50.5432 | 15.81 | 1.6488 | 18.024 | 17.4006 | 0.11941 | 0.0042866 | 8.8395
1995-06-10 17:00 | 155.0269 | 69.2014 | 226.1742 | 47.7943 | 15.81 | 1.6469 | 24.1716 | 17.362 | 0.26533 | 0.0042866 | 19.4886
1995-06-10 18:00 | 153.7834 | 70.2427 | 84.5715 | 56.0485 | 15.81 | 1.6468 | 54.84 | 17.4896 | 0.67877 | 0.24142 | 55.4574
1995-06-10 19:00 | 158.0769 | 71.9213 | 8.608 | 79.7404 | 15.81 | 1.6469 | 72.8483 | 17.5144 | 0.67877 | 0.24142 | 63.124
1995-06-10 20:00 | 167.3169 | 68.6723 | 0.018997 | 81.3732 | 15.81 | 1.6475 | 77.9784 | 17.5616 | 0.69968 | 2.0959 | 47.5135
1995-06-10 21:00 | 173.602 | 64.9194 | 0 | 89.66 | 15.81 | 1.6492 | 74.9512 | 17.5347 | 0.72183 | 2.0959 | 38.6341
1995-06-10 22:00 | 170.3928 | 61.0507 | 0 | 88.7821 | 15.81 | 1.6496 | 84.8845 | 17.4469 | 0.71651 | 2.0959 | 18.5379
1995-06-10 23:00 | 165.1724 | 56.2859 | 0 | 90.8057 | 15.81 | 1.6496 | 83.2377 | 17.2712 | 0.71651 | 2.0959 | 27.7433
1995-06-11 | 169.4574 | 59.2207 | 0.0024939 | 109.1454 | 15.81 | 2.2297 | 88.0679 | 17.2932 | 0.71651 | 7.9475 | 32.4116
1995-06-11 01:00 | 171.0454 | 61.4752 | 0.020374 | 96.8454 | 15.81 | 2.2035 | 88.1653 | 17.2522 | 0.73866 | 7.9475 | 30.556
1995-06-11 02:00 | 169.8125 | 61.3444 | 0.13341 | 94.7367 | 15.81 | 2.2021 | 87.4239 | 17.2266 | 0.73866 | 5.4715 | 29.0237
1995-06-11 03:00 | 166.9948 | 59.6051 | 1.1043 | 79.6545 | 15.81 | 2.2017 | 87.5481 | 17.2226 | 0.73866 | 5.4715 | 51.4227
1995-06-11 04:00 | 161.0596 | 60.6521 | 18.3536 | 83.7323 | 15.81 | 2.2047 | 82.0697 | 17.1962 | 0.76674 | 2.1056 | 63.0864
1995-06-11 05:00 | 154.4906 | 59.9836 | 86.9853 | 71.2317 | 15.81 | 2.2093 | 78.9265 | 17.2339 | 0.76674 | 5.4152 | 37.3348
1995-06-11 06:00 | 143.029 | 60.57 | 216.2154 | 68.094 | 15.81 | 2.2144 | 67.7701 | 17.3638 | 0.74583 | 2.0338 | 24.4691
1995-06-11 07:00 | 143.6435 | 60.9431 | 376.5084 | 53.9579 | 15.81 | 2.222 | 67.3408 | 17.617 | 0.72368 | 0.22577 | 9.6757
1995-06-11 08:00 | 146.797 | 58.611 | 517.5341 | 54.8255 | 15.81 | 2.2258 | 59.7583 | 17.7221 | 0.74459 | 3.5916 | 1.6592
1995-06-11 09:00 | 152.1237 | 54.5424 | 629.3876 | 60.9372 | 15.81 | 2.2273 | 58.0979 | 17.669 | 0.72244 | 3.5916 | 0.91864
1995-06-11 10:00 | 120.6279 | 45.6899 | 711.9573 | 55.9014 | 15.81 | 2.2297 | 52.9932 | 17.5393 | 0.74336 | 0.22577 | 0.44969
1995-06-11 11:00 | 128.5021 | 49.6296 | 730.3331 | 60.8958 | 15.81 | 2.2388 | 49.2088 | 17.6204 | 0.74336 | 3.5916 | 0
1995-06-11 12:00 | 132.1948 | 46.9206 | 718.9789 | 62.0485 | 15.81 | 2.2396 | 47.9085 | 17.421 | 0.74336 | 0.22577 | 0.4879
1995-06-11 13:00 | 136.9756 | 57.2382 | 678.2028 | 45.7706 | 15.81 | 2.2401 | 53.1951 | 17.5207 | 0.72244 | 0.22577 | 0.68161
1995-06-11 14:00 | 161.0682 | 60.9219 | 584.9645 | 51.085 | 15.81 | 2.2381 | 52.7948 | 17.5584 | 0.70153 | 3.5916 | 6.1981
1995-06-11 15:00 | 163.6808 | 64.4453 | 490.6845 | 65.1241 | 15.81 | 2.2385 | 47.573 | 17.5789 | 0.70153 | 0.22577 | 1.8029
1995-06-11 16:00 | 174.873 | 64.5098 | 342.39 | 62.2207 | 15.81 | 2.2371 | 57.9645 | 17.4624 | 0.70153 | 0.22577 | 11.5768
1995-06-11 17:00 | 175.8898 | 75.6203 | 195.5816 | 68.5544 | 15.81 | 2.235 | 70.2183 | 17.5981 | 0.70153 | 3.6075 | 43.7473
1995-06-11 18:00 | 171.2171 | 84.5333 | 78.1455 | 74.6093 | 15.81 | 2.2324 | 78.952 | 17.5178 | 0.70153 | 0.25141 | 69.4322
1995-06-11 19:00 | 167.1888 | 97.2577 | 8.7154 | 98.4334 | 16.0836 | 2.2273 | 82.2527 | 17.5249 | 0.67938 | 3.6826 | 69.1785
1995-06-11 20:00 | 164.0274 | 100.4465 | 0.040816 | 93.9694 | 15.81 | 2.2226 | 82.3839 | 17.5337 | 0.66255 | 5.4718 | 68.2386
1995-06-11 21:00 | 158.4724 | 101.6103 | 0.00017646 | 107.5493 | 15.81 | 2.2214 | 82.8569 | 17.497 | 0.66255 | 7.9478 | 47.5728
1995-06-11 22:00 | 138.0927 | 85.0027 | 0 | 112.3525 | 16.4558 | 2.2196 | 82.4473 | 17.4018 | 0.6847 | 7.9478 | 47.5004
1995-06-11 23:00 | 135.9312 | 90.0734 | 0 | 91.1619 | 15.81 | 2.217 | 81.7716 | 17.4088 | 0.6847 | 4.5819 | 67.0869
1995-06-12 | 131.1171 | 97.2038 | 0.0027085 | 97.782 | 17.41 | 2.2146 | 109.9938 | 17.1601 | 0.6847 | 5.7708 | 16.305
1995-06-12 01:00 | 123.7307 | 101.58 | 0.018468 | 113.3211 | 17.41 | 2.2136 | 104.6913 | 17.197 | 0.66378 | 5.7708 | 20.5671
1995-06-12 02:00 | 119.5571 | 105.6003 | 0.1607 | 106.4239 | 17.41 | 2.2126 | 105.3447 | 17.1799 | 0.6847 | 5.7708 | 30.8121
1995-06-12 03:00 | 116.7264 | 106.9149 | 0.89847 | 99.6122 | 17.41 | 2.2114 | 105.6456 | 17.1735 | 0.6847 | 5.7242 | 41.7004
1995-06-12 04:00 | 113.6711 | 104.3958 | 18.6392 | 97.9763 | 17.41 | 2.2113 | 103.7336 | 17.1456 | 0.66787 | 5.7242 | 40.5934
1995-06-12 05:00 | 109.9909 | 99.7838 | 88.8605 | 95.8339 | 17.41 | 2.2129 | 87.6044 | 17.1521 | 0.70687 | 5.7242 | 40.9437
1995-06-12 06:00 | 100.6454 | 97.2724 | 212.9258 | 82.8669 | 17.41 | 2.2161 | 88.5014 | 17.2152 | 0.72778 | 5.7242 | 7.4071
1995-06-12 07:00 | 91.8766 | 93.4657 | 386.1177 | 82.0698 | 17.41 | 2.2212 | 64.1084 | 17.2302 | 0.74993 | 5.7083 | 4.6377
1995-06-12 08:00 | 87.7586 | 88.1924 | 548.9386 | 80.1517 | 17.41 | 2.2261 | 62.3814 | 17.2342 | 0.7331 | 3.9003 | 0
1995-06-12 09:00 | 82.6456 | 81.8735 | 675.2675 | 73.1981 | 17.41 | 2.2301 | 63.1754 | 17.2125 | 0.80773 | 3.9003 | 0.17658
1995-06-12 10:00 | 71.016 | 63.456 | 761.8474 | 72.56 | 17.41 | 2.2425 | 63.4262 | 17.1385 | 0.95747 | 3.8906 | 0.87747
1995-06-12 11:00 | 82.0156 | 59.4526 | 798.502 | 85.6164 | 17.41 | 2.2444 | 64.3238 | 17.144 | 0.71095 | 3.9003 | 0.094929
1995-06-12 12:00 | 91.5427 | 57.4972 | 790.6328 | 72.7396 | 17.41 | 2.225 | 66.4441 | 17.1092 | 0.71095 | 3.9003 | 0.23339
1995-06-12 13:00 | 102.3302 | 56.4842 | 737.3845 | 75.0164 | 17.41 | 2.2198 | 66.4046 | 17.0889 | 1.2989 | 3.9003 | 3.1733
1995-06-12 14:00 | 125.4518 | 52.6897 | 639.13 | 78.8371 | 17.41 | 2.22 | 65.6775 | 17.0954 | 1.3003 | 3.9003 | 7.8347
1995-06-12 15:00 | 149.7874 | 53.9751 | 516.2568 | 79.4322 | 17.41 | 2.2171 | 66.3231 | 17.1065 | 1.3003 | 3.9003 | 4.8321
1995-06-12 16:00 | 170.4915 | 57.7091 | 368.5665 | 85.3151 | 17.41 | 2.202 | 74.6458 | 17.1601 | 1.3003 | 3.9003 | 7.9688
1995-06-12 17:00 | 177.8438 | 62.683 | 219.2491 | 86.3474 | 17.41 | 2.1995 | 79.3129 | 17.2115 | 1.3224 | 3.9162 | 27.886
1995-06-12 18:00 | 183.5063 | 67.248 | 83.3357 | 79.5156 | 17.41 | 2.1963 | 88.6042 | 17.3245 | 1.3112 | 3.928 | 62.9434
1995-06-12 19:00 | 190.8143 | 74.1594 | 8.4761 | 84.4607 | 17.41 | 2.1942 | 103.4099 | 17.3673 | 1.3333 | 5.7708 | 60.3039
1995-06-12 20:00 | 200.1885 | 79.8199 | 0.064782 | 86.7229 | 17.41 | 2.1925 | 96.477 | 17.3625 | 1.3501 | 5.7708 | 54.3642
1995-06-12 21:00 | 197.5861 | 76.961 | 0.00017868 | 97.948 | 17.41 | 2.1903 | 112.2425 | 17.2697 | 1.4283 | 5.7708 | 26.7521
1995-06-12 22:00 | 184.918 | 57.9525 | 0 | 105.2935 | 17.41 | 2.1786 | 118.3344 | 17.2111 | 1.4283 | 5.7708 | 28.5334
1995-06-12 23:00 | 177.6725 | 51.6603 | 0 | 94.3729 | 17.41 | 2.155 | 120.5478 | 17.2053 | 1.4115 | 5.7708 | 39.2624
1995-06-13 | 171.464 | 48.2461 | 0.0015848 | 105.6531 | 17.41 | 1.5697 | 122.8205 | 17.1028 | 1.3906 | 5.4718 | 35.0908
1995-06-13 01:00 | 168.326 | 47.7012 | 0.0091468 | 101.1891 | 17.41 | 1.5696 | 103.9544 | 17.0281 | 1.4115 | 5.1304 | 46.7597
1995-06-13 02:00 | 165.9274 | 48.3292 | 0.16305 | 93.8053 | 17.41 | 1.5695 | 123.9047 | 16.9992 | 1.4115 | 2.0594 | 26.3981
1995-06-13 03:00 | 166.8306 | 52.3521 | 0.94384 | 100.5383 | 17.41 | 1.5686 | 110.9922 | 17.0262 | 1.4115 | 2.0497 | 44.4107
1995-06-13 04:00 | 163.6403 | 57.6525 | 16.7091 | 94.8528 | 17.41 | 1.5694 | 97.8925 | 17.0645 | 1.4283 | 2.0497 | 56.8516
1995-06-13 05:00 | 150.809 | 64.0529 | 86.8387 | 79.2761 | 17.41 | 1.5784 | 90.2931 | 17.106 | 1.4283 | 2.0497 | 26.7067
1995-06-13 06:00 | 131.8914 | 70.4577 | 220.4372 | 66.1128 | 17.41 | 1.577 | 56.3138 | 17.1112 | 1.4283 | 2.0338 | 18.0987
1995-06-13 07:00 | 121.3804 | 74.8515 | 395.6779 | 61.6312 | 17.41 | 1.5764 | 47.4354 | 17.0727 | 1.4283 | 2.0338 | 0.74099
1995-06-13 08:00 | 116.6847 | 76.0928 | 546.7417 | 55.8148 | 17.41 | 1.6044 | 28.8579 | 17.008 | 1.4451 | 0.22577 | 0
1995-06-13 09:00 | 110.7281 | 75.8052 | 649.3747 | 47.1308 | 17.41 | 1.6045 | 28.9175 | 17.0389 | 1.3292 | 0.22148 | 0
1995-06-13 10:00 | 101.5013 | 75.9053 | 701.7763 | 55.4043 | 17.41 | 1.605 | 28.3567 | 17.0129 | 1.3292 | 0.22148 | 0
1995-06-13 11:00 | 112.698 | 82.2669 | 728.7273 | 47.9283 | 17.41 | 1.6536 | 27.39 | 17.0066 | 1.3735 | 0 | 0
1995-06-13 12:00 | 119.4571 | 91.8544 | 705.7233 | 47.99 | 17.41 | 1.6544 | 27.1507 | 17.0359 | 1.3567 | 0 | 0
1995-06-13 13:00 | 126.4453 | 97.6215 | 701.5924 | 43.3141 | 17.41 | 1.6536 | 27.1034 | 16.9807 | 1.3537 | 0 | 0
1995-06-13 14:00 | 140.3078 | 103.8623 | 622.3563 | 51.4562 | 8.8846 | 1.6536 | 27.016 | 16.9168 | 1.491 | 0 | 0
1995-06-13 15:00 | 161.7154 | 113.025 | 528.772 | 57.9873 | 7.1121 | 1.6534 | 27.0238 | 16.9877 | 1.491 | 0 | 0.23946
1995-06-13 16:00 | 161.3482 | 121.3529 | 382.1953 | 62.4267 | 17.41 | 1.653 | 35.0021 | 16.9568 | 1.3337 | 0.22148 | 8.7733
1995-06-13 17:00 | 190.4958 | 127.8708 | 218.6486 | 62.2829 | 16.0273 | 1.6386 | 37.7187 | 17.116 | 1.2947 | 0.24142 | 22.0226
1995-06-13 18:00 | 196.7192 | 130.9883 | 83.8083 | 69.8597 | 16.0273 | 1.6382 | 41.9497 | 17.1257 | 1.2999 | 0.80673 | 46.5848
1995-06-13 19:00 | 202.0069 | 131.5682 | 8.3315 | 80.5172 | 16.0273 | 1.6187 | 73.2684 | 17.3152 | 1.2568 | 2.0497 | 49.7946
1995-06-13 20:00 | 204.4839 | 134.6402 | 0.054501 | 80.0539 | 16.0273 | 1.619 | 83.4437 | 17.327 | 1.2568 | 2.0497 | 54.976
1995-06-13 21:00 | 194.7306 | 137.9029 | 0.0001021 | 82.9852 | 16.0273 | 1.6189 | 91.8739 | 17.4024 | 1.2737 | 2.0497 | 52.8003
1995-06-13 22:00 | 178.8452 | 132.6681 | 0 | 88.1047 | 16.0273 | 1.6191 | 87.1434 | 17.2964 | 1.2737 | 2.0497 | 58.0678
1995-06-13 23:00 | 172.5653 | 135.1191 | 0 | 87.9984 | 16.0273 | 1.5963 | 92.0429 | 17.2799 | 1.2905 | 2.0497 | 42.1856
1995-06-14 | 168.067 | 138.8778 | 0.0028089 | 103.2347 | 16.0273 | 1.5966 | 119.5597 | 17.2045 | 1.3114 | 2.0497 | 51.5634
1995-06-14 01:00 | 161.5393 | 140.7175 | 0.0156 | 100.3497 | 16.0273 | 1.5847 | 99.193 | 17.161 | 1.3114 | 2.0497 | 62.352
1995-06-14 02:00 | 156.2622 | 143.2336 | 0.21118 | 97.648 | 16.0273 | 1.5844 | 93.5864 | 17.1445 | 1.3114 | 2.0497 | 50.297
1995-06-14 03:00 | 147.6995 | 145.9183 | 0.99648 | 90.6833 | 16.0273 | 1.584 | 92.3822 | 17.1709 | 1.2893 | 2.0497 | 72.6594
1995-06-14 04:00 | 141.7319 | 148.3733 | 18.1392 | 85.5057 | 16.0273 | 1.581 | 86.2264 | 17.1943 | 1.2724 | 2.0497 | 28.6133
1995-06-14 05:00 | 141.4044 | 152.3013 | 87.5726 | 73.3973 | 16.0273 | 1.5157 | 61.2376 | 17.2341 | 1.2724 | 2.0497 | 13.4992
1995-06-14 06:00 | 133.7186 | 149.998 | 214.5442 | 62.3525 | 16.0273 | 1.5149 | 32.6266 | 17.3048 | 1.2724 | 2.0338 | 0.81927
1995-06-14 07:00 | 123.4812 | 144.7882 | 388.1029 | 59.8774 | 16.0273 | 1.5143 | 23.0103 | 17.4618 | 0.98449 | 0.0042866 | 8.3087
1995-06-14 08:00 | 122.5926 | 139.1362 | 547.2959 | 54.2388 | 14.6447 | 1.5143 | 30.1049 | 17.5275 | 0.96345 | 0.0042866 | 0
1995-06-14 09:00 | 122.0714 | 132.9976 | 657.3632 | 49.307 | 14.6447 | 1.5147 | 21.6797 | 17.5628 | 1.0614 | 0.0042866 | 0.07
1995-06-14 10:00 | 106.3921 | 122.0948 | 700.7965 | 52.2557 | 14.6447 | 1.5153 | 20.5083 | 17.5447 | 1.1004 | 0.0042866 | 0
1995-06-14 11:00 | 109.8503 | 115.9716 | 735.4285 | 49.6401 | 14.6447 | 1.5161 | 21.7502 | 17.4945 | 1.1004 | 0 | 0.058397
1995-06-14 12:00 | 121.2391 | 106.1786 | 722.486 | 49.301 | 14.6447 | 1.5176 | 21.5414 | 17.4864 | 1.1172 | 0.0042866 | 0.015237
1995-06-14 13:00 | 123.8366 | 103.2616 | 706.3245 | 54.5267 | 3.5836 | 1.5177 | 26.1743 | 17.5012 | 1.1172 | 0 | 0
1995-06-14 14:00 | 137.8156 | 99.4829 | 624.5854 | 57.7615 | 6.0835 | 1.5058 | 21.5879 | 17.5719 | 1.1172 | 0.0042866 | 1.3128
1995-06-14 15:00 | 151.4185 | 102.7054 | 528.2523 | 58.677 | 10.3616 | 1.5058 | 22.4999 | 17.5572 | 1.0977 | 0.00033467 | 0.27697
1995-06-14 16:00 | 169.2846 | 106.2207 | 375.4074 | 62.3847 | 14.6447 | 2.0437 | 41.2262 | 17.5399 | 1.2551 | 0.0042866 | 2.9578
1995-06-14 17:00 | 177.9956 | 108.345 | 213.5342 | 70.278 | 14.6447 | 1.5622 | 45.6776 | 17.5454 | 1.2147 | 0.24173 | 25.6524
1995-06-14 18:00 | 185.867 | 106.6426 | 77.5635 | 70.7988 | 14.6447 | 2.0984 | 75.2027 | 17.5918 | 1.5241 | 0.24173 | 34.7371
1995-06-14 19:00 | 196.2536 | 107.3397 | 7.2725 | 76.9315 | 14.6447 | 2.0915 | 79.3371 | 17.6058 | 1.5672 | 2.0497 | 68.2675
1995-06-14 20:00 | 202.8026 | 104.8384 | 0.059542 | 78.6661 | 14.6447 | 2.0848 | 80.2922 | 17.5964 | 1.5672 | 2.0497 | 66.1997
1995-06-14 21:00 | 201.6318 | 100.5713 | 0 | 80.3383 | 14.6447 | 2.0827 | 80.4469 | 17.5865 | 1.5672 | 2.0497 | 63.5503
1995-06-14 22:00 | 195.3586 | 99.7771 | 0 | 86.925 | 14.6447 | 2.0748 | 85.6315 | 17.5075 | 1.5337 | 2.0497 | 58.1101
1995-06-14 23:00 | 189.771 | 93.5444 | 0 | 72.4198 | 14.6447 | 2.0662 | 84.3649 | 17.41 | 1.5337 | 2.0568 | 67.2297
1995-06-15 | 186.3928 | 89.7521 | 0.0013201 | 78.0213 | 14.6447 | 2.0706 | 107.55 | 17.3454 | 1.4387 | 5.3098 | 56.7691
1995-06-15 01:00 | 183.979 | 92.0845 | 0.015314 | 79.1936 | 14.6447 | 2.0711 | 106.8576 | 17.2849 | 1.4387 | 6.1145 | 50.6367
1995-06-15 02:00 | 181.5873 | 88.5413 | 0.2196 | 76.9106 | 14.6447 | 2.0731 | 105.5232 | 17.2626 | 1.4387 | 6.9413 | 43.4828
1995-06-15 03:00 | 179.2963 | 84.6805 | 1.0276 | 71.6239 | 14.6447 | 2.0727 | 104.3639 | 17.24 | 1.4608 | 8.51 | 45.4432
1995-06-15 04:00 | 176.269 | 84.5169 | 19.2639 | 61.5089 | 14.6447 | 2.0692 | 101.0553 | 17.2613 | 1.4567 | 7.5834 | 29.5956
1995-06-15 05:00 | 166.8935 | 86.1808 | 91.2617 | 55.8709 | 14.6447 | 1.4907 | 88.1472 | 17.3014 | 1.4163 | 2.0525 | 10.6352
1995-06-15 06:00 | 155.8853 | 80.6398 | 227.9032 | 47.457 | 14.6447 | 1.4906 | 62.5855 | 17.4294 | 1.4358 | 2.0383 | 0.65552
1995-06-15 07:00 | 147.2364 | 73.4996 | 404.7691 | 47.3851 | 14.6447 | 1.4905 | 54.8855 | 17.561 | 1.4358 | 2.042 | 0.80292
1995-06-15 08:00 | 140.0665 | 70.811 | 559.4906 | 45.4042 | 14.6447 | 1.462 | 35.1977 | 17.6548 | 1.4358 | 0.23413 | 0
1995-06-15 09:00 | 138.6431 | 72.758 | 658.9074 | 42.8388 | 5.6875 | 1.4741 | 34.6592 | 17.6013 | 1.4149 | 0.23207 | 0
1995-06-15 10:00 | 116.2185 | 75.792 | 722.8004 | 43.9059 | 9.6377 | 1.4765 | 33.2583 | 17.5623 | 1.4149 | 0.2342 | 0
1995-06-15 11:00 | 114.4615 | 81.6634 | 746.5628 | 41.906 | 3.5836 | 1.4671 | 33.6672 | 17.5755 | 1.3981 | 0.22633 | 0.10433
1995-06-15 12:00 | 114.7871 | 84.5747 | 709.4211 | 46.7527 | 3.5836 | 1.4693 | 32.929 | 17.536 | 1.3786 | 0.23141 | 0
1995-06-15 13:00 | 122.3928 | 92.4537 | 704.1327 | 38.1092 | 3.5836 | 1.4696 | 33.6059 | 17.5241 | 1.4007 | 0.23291 | 0.43163
1995-06-15 14:00 | 143.096 | 98.5901 | 617.6007 | 38.5347 | 3.5836 | 1.4701 | 32.8989 | 17.519 | 1.4229 | 0.22641 | 0
1995-06-15 15:00 | 136.1045 | 101.3123 | 512.8207 | 43.7786 | 3.5836 | 1.4687 | 41.9006 | 17.5801 | 1.4619 | 0.22969 | 0.11809
1995-06-15 16:00 | 150.2336 | 103.7171 | 375.2645 | 47.2492 | 14.4812 | 1.4688 | 70.8476 | 17.5944 | 1.4619 | 0.24731 | 0.95949
1995-06-15 17:00 | 147.615 | 104.4815 | 210.7429 | 49.7734 | 14.6447 | 1.6759 | 80.2295 | 17.6258 | 1.4828 | 0.52181 | 14.2046
1995-06-15 18:00 | 147.5896 | 100.7779 | 78.0959 | 56.9701 | 14.6447 | 2.0974 | 91.0309 | 17.6451 | 1.5037 | 8.0797 | 43.6009
1995-06-15 19:00 | 145.8623 | 94.4181 | 7.1344 | 73.2264 | 14.6447 | 2.0914 | 112.076 | 17.6836 | 1.4816 | 11.9206 | 57.539
1995-06-15 20:00 | 143.7258 | 87.308 | 0.03551 | 71.4971 | 14.6447 | 2.0795 | 118.8448 | 17.614 | 1.4607 | 15.1327 | 79.362
1995-06-15 21:00 | 141.8439 | 83.498 | 0.00046075 | 75.5884 | 14.6447 | 2.0779 | 110.4245 | 17.6096 | 1.405 | 12.5402 | 86.4887
1995-06-15 22:00 | 142.4357 | 81.0022 | 0 | 82.3687 | 14.6447 | 2.0701 | 120.678 | 17.5681 | 1.2643 | 13.0591 | 58.7938
1995-06-15 23:00 | 137.2403 | 80.4997 | 2.6409e-05 | 71.2567 | 14.6447 | 2.0704 | 125.6194 | 17.4574 | 1.2643 | 12.4071 | 47.6968
1995-06-16 | 136.7196 | 80.5151 | 0.00069829 | 83.9686 | 14.6447 | 1.4934 | 77.7289 | 17.4146 | 1.3593 | 2.0963 | 67.2136
1995-06-16 01:00 | 136.9924 | 82.0921 | 0.011869 | 75.7731 | 14.6447 | 1.4936 | 78.0235 | 17.3438 | 1.3593 | 2.0963 | 54.421
1995-06-16 02:00 | 136.8128 | 83.7741 | 0.18925 | 80.8735 | 14.6447 | 1.4938 | 77.5153 | 17.3508 | 1.3593 | 2.0963 | 43.5212
1995-06-16 03:00 | 133.7571 | 82.6925 | 1.1058 | 65.7083 | 14.6447 | 1.4938 | 76.8002 | 17.3346 | 1.3593 | 2.0963 | 56.1236
1995-06-16 04:00 | 129.1643 | 80.5141 | 18.6312 | 61.7873 | 14.6447 | 1.4937 | 76.9604 | 17.3579 | 1.3593 | 2.0963 | 52.5845
1995-06-16 05:00 | 117.2835 | 76.8852 | 89.5761 | 55.3119 | 14.6447 | 1.4935 | 65.3862 | 17.3725 | 1.3393 | 2.0497 | 19.0421
1995-06-16 06:00 | 106.7979 | 80.0459 | 236.674 | 46.2315 | 14.6447 | 1.4936 | 28.8951 | 17.5003 | 0.99016 | 0.56929 | 1.2679
1995-06-16 07:00 | 94.7379 | 82.9238 | 421.0699 | 45.8734 | 14.6447 | 1.4938 | 21.8298 | 17.6444 | 0.99016 | 0.56929 | 0.27045
1995-06-16 08:00 | 90.3764 | 89.3335 | 575.151 | 45.543 | 14.6447 | 1.4941 | 17.3163 | 17.6994 | 0.99016 | 0.0042866 | 0
1995-06-16 09:00 | 91.5311 | 94.3444 | 675.594 | 44.0487 | 3.5836 | 1.4945 | 17.1936 | 17.6957 | 1.0111 | 0.0042866 | 0
1995-06-16 10:00 | 71.6186 | 96.8326 | 731.3187 | 42.3827 | 3.5836 | 1.495 | 17.0951 | 17.5942 | 1.0111 | 0.0042866 | 0
1995-06-16 11:00 | 80.5037 | 93.2298 | 757.2028 | 35.7831 | 3.5836 | 1.4954 | 16.907 | 17.5156 | 1.0279 | 0.0042866 | 0
1995-06-16 12:00 | 98.4052 | 95.8186 | 746.9071 | 39.2771 | 3.5836 | 1.4957 | 16.6855 | 17.5068 | 1.0279 | 0.0042866 | 0
1995-06-16 13:00 | 101.3694 | 94.9432 | 724.3899 | 41.0466 | 3.5836 | 1.4958 | 16.3074 | 17.3898 | 1.0279 | 0.0042866 | 0.57014
1995-06-16 14:00 | 114.1039 | 98.4635 | 623.6488 | 45.0468 | 3.5836 | 1.496 | 16.441 | 17.3752 | 1.0279 | 0.0042866 | 0
1995-06-16 15:00 | 129.4042 | 100.7995 | 529.0555 | 45.5047 | 3.5836 | 1.4966 | 16.1091 | 17.4161 | 1.0279 | 0.0042866 | 0.55394
1995-06-16 16:00 | 152.8234 | 99.3945 | 382.0537 | 46.406 | 3.5836 | 1.4826 | 20.19 | 17.4728 | 1.0279 | 0.0042866 | 9.769
1995-06-16 17:00 | 150.9598 | 94.5404 | 216.0177 | 47.7518 | 14.6447 | 1.4825 | 41.2412 | 17.5097 | 1.3159 | 0.24173 | 18.8383
1995-06-16 18:00 | 146.0904 | 93.1855 | 74.3915 | 51.922 | 14.6447 | 1.4824 | 55.0471 | 17.5657 | 1.2937 | 2.0963 | 64.729
1995-06-16 19:00 | 147.9499 | 95.217 | 6.5565 | 64.2141 | 14.6447 | 1.4825 | 57.1931 | 17.5979 | 1.2769 | 2.0963 | 98.9042
1995-06-16 20:00 | 153.4877 | 99.2727 | 0.0052842 | 72.2997 | 14.6447 | 1.4826 | 59.6728 | 17.5738 | 1.2753 | 2.0963 | 92.3976
1995-06-16 21:00 | 160.0482 | 107.3422 | 0 | 74.7984 | 14.6447 | 1.494 | 61.9607 | 17.6017 | 1.3309 | 2.0963 | 79.641
1995-06-16 22:00 | 175.3108 | 109.1948 | 0 | 77.2696 | 14.6447 | 1.4941 | 59.6738 | 17.5262 | 1.5051 | 2.0963 | 49.3493
1995-06-16 23:00 | 179.9179 | 112.5123 | 0 | 67.0556 | 14.6447 | 1.4941 | 59.3239 | 17.4373 | 1.5051 | 2.101 | 44.0272
1995-06-17 | 179.9133 | 122.0169 | 0 | 81.7211 | 14.6447 | 1.494 | 17.2234 | 17.3533 | 0.061742 | 0.054707 | 58.5783
1995-06-17 01:00 | 181.7587 | 133.6875 | 0.0056039 | 73.8408 | 14.6447 | 1.4939 | 17.122 | 17.2654 | 0.061742 | 0.018021 | 37.5417
1995-06-17 02:00 | 177.7963 | 137.5222 | 0.23524 | 76.0261 | 14.6447 | 1.4937 | 17.3548 | 17.3205 | 0.061742 | 0.052085 | 33.4332
1995-06-17 03:00 | 175.3586 | 127.1514 | 1.4211 | 64.6609 | 14.6447 | 1.4955 | 17.3787 | 17.3285 | 0.061742 | 0.0080946 | 46.8405
1995-06-17 04:00 | 168.6061 | 114.4992 | 20.1172 | 58.6995 | 13.9516 | 1.4698 | 16.5376 | 17.3242 | 0.061742 | 0.0042866 | 29.3966
1995-06-17 05:00 | 158.5554 | 108.7718 | 94.7743 | 49.5271 | 3.5836 | 1.4694 | 12.7446 | 17.3584 | 0.10274 | 0.0042866 | 13.7851
1995-06-17 06:00 | 145.9044 | 108.2131 | 237.9711 | 37.482 | 2.2353 | 1.4691 | 6.0965 | 17.4197 | 0 | 0.0042866 | 9.4167
1995-06-17 07:00 | 102.5051 | 110.2747 | 403.8168 | 47.3321 | 1.6 | 1.4898 | 6.2101 | 17.6338 | 0 | 0.0042866 | 4.8232
1995-06-17 08:00 | 115.5076 | 121.4659 | 531.1158 | 39.9225 | 1.6 | 1.4897 | 6.1977 | 17.3478 | 0 | 0.0042866 | 0.96566
1995-06-17 09:00 | 112.1927 | 126.544 | 629.5104 | 37.5909 | 1.6 | 1.4898 | 5.8943 | 17.2581 | 0 | 0.0042866 | 0.51017
1995-06-17 10:00 | 88.5837 | 125.8761 | 647.0886 | 37.0149 | 1.6 | 1.4901 | 6.1726 | 17.5941 | 0 | 0.0042866 | 1.315
1995-06-17 11:00 | 100.1837 | 143.4439 | 659.2233 | 30.4974 | 1.6 | 1.4904 | 5.7467 | 15.8209 | 0 | 0.0042866 | 0
1995-06-17 12:00 | 80.8845 | 141.6827 | 655.9637 | 33.8386 | 1.6 | 1.4907 | 5.619 | 15.7046 | 0 | 0.0042866 | 0
1995-06-17 13:00 | 111.6486 | 140.2857 | 606.728 | 34.6049 | 1.6 | 1.4908 | 5.5775 | 15.7248 | 0 | 0.0042866 | 0.20889
1995-06-17 14:00 | 146.7798 | 145.5996 | 556.7885 | 34.7939 | 2.25 | 1.4911 | 5.7433 | 15.9467 | 0 | 0.0042866 | 0.75077
1995-06-17 15:00 | 116.0601 | 153.1817 | 458.9425 | 45.3581 | 2.25 | 1.471 | 5.6325 | 15.8376 | 0.041 | 0.0042866 | 2.9904
1995-06-17 16:00 | 155.4322 | 159.3614 | 303.6202 | 37.9345 | 3.5836 | 1.4655 | 7.9279 | 17.0183 | 0.10274 | 0.0042866 | 12.0345
1995-06-17 17:00 | 169.8137 | 158.4305 | 178.9302 | 37.1322 | 3.5836 | 1.476 | 8.9163 | 17.5552 | 0.10274 | 0.0042866 | 20.6802
1995-06-17 18:00 | 203.2233 | 161.51 | 63.2973 | 47.5574 | 3.5836 | 1.4553 | 13.5142 | 17.3591 | 0.10274 | 0.0071239 | 33.5677
1995-06-17 19:00 | 206.6124 | 166.4255 | 5.2691 | 61.7971 | 3.5836 | 1.4556 | 16.0852 | 17.6457 | 0.10274 | 0.0089478 | 39.5365
1995-06-17 20:00 | 228.9713 | 166.315 | 0.051415 | 54.285 | 3.5836 | 1.4562 | 17.0243 | 17.6159 | 0.11399 | 0.055712 | 33.4474
1995-06-17 21:00 | 236.7714 | 165.9802 | 0 | 62.8773 | 3.5836 | 1.4472 | 17.1792 | 17.6105 | 0.11399 | 0.055889 | 16.2893
1995-06-17 22:00 | 260.6434 | 168.1994 | 0 | 61.5564 | 3.5836 | 1.4478 | 16.9505 | 17.5601 | 0.11399 | 0.0042866 | 12.3164
1995-06-17 23:00 | 262.3279 | 165.6253 | 0 | 54.1111 | 3.5836 | 1.447 | 16.5626 | 17.4615 | 0.11399 | 0.0042866 | 16.5883
1995-06-18 | 264.3514 | 172.6165 | 0 | 81.6626 | 16.0273 | 1.4472 | 18.4047 | 17.3952 | 0.60266 | 0.019936 | 45.1463
1995-06-18 01:00 | 257.6463 | 175.1797 | 0.019471 | 73.1019 | 16.0273 | 1.4478 | 17.6603 | 17.3407 | 0.60266 | 0.019936 | 47.8979
1995-06-18 02:00 | 252.4188 | 177.182 | 0.27704 | 65.0724 | 16.0273 | 1.4478 | 17.639 | 17.3141 | 0.60266 | 0.019936 | 36.9014
1995-06-18 03:00 | 246.3178 | 173.0659 | 1.448 | 72.2639 | 16.0273 | 1.4477 | 16.6959 | 17.3306 | 0.44533 | 0.019936 | 38.3744
1995-06-18 04:00 | 239.8677 | 165.1171 | 14.0667 | 56.3173 | 16.0273 | 1.4472 | 17.3904 | 17.3274 | 0.44533 | 0.019936 | 37.8088
1995-06-18 05:00 | 231.8881 | 168.9495 | 67.8683 | 57.7214 | 16.0273 | 1.4462 | 15.4007 | 17.3373 | 0.44533 | 0.0042866 | 24.2629
1995-06-18 06:00 | 222.6253 | 171.6855 | 170.442 | 54.6468 | 16.0273 | 1.4461 | 16.0528 | 17.5709 | 0.13066 | 0.0042866 | 18.3906
1995-06-18 07:00 | 214.6457 | 161.6165 | 318.7279 | 48.2496 | 15.4717 | 1.4449 | 15.9599 | 17.6027 | 0.085582 | 0 | 28.6633
1995-06-18 08:00 | 218.5046 | 154.9178 | 457.7428 | 40.8354 | 16.0273 | 1.4456 | 16.0559 | 17.7735 | 0.085582 | 0 | 27.3241
1995-06-18 09:00 | 212.7126 | 148.5074 | 564.8972 | 40.1894 | 16.0273 | 1.446 | 16.0052 | 17.7516 | 0.085582 | 0 | 1.7413
1995-06-18 10:00 | 185.3172 | 145.3277 | 621.952 | 43.0737 | 16.0273 | 1.4464 | 15.8441 | 17.7433 | 0.085582 | 0 | 0.59635
1995-06-18 11:00 | 183.8266 | 152.7629 | 671.3913 | 40.6106 | 16.0273 | 1.4605 | 15.6722 | 17.7732 | 0.085582 | 0 | 10.345
1995-06-18 12:00 | 193.0888 | 158.7606 | 651.3367 | 33.3324 | 16.0273 | 1.4731 | 14.9574 | 17.6915 | 0.085582 | 0 | 0.035953
1995-06-18 13:00 | 200.8364 | 167.4171 | 638.1147 | 41.6698 | 16.0273 | 1.4734 | 12.0418 | 17.6567 | 0.085582 | 0 | 9.4606
1995-06-18 14:00 | 217.6636 | 170.7966 | 579.6247 | 43.7096 | 16.0273 | 1.4737 | 12.3153 | 17.6261 | 0.085582 | 0 | 3.954
1995-06-18 15:00 | 217.1645 | 172.0707 | 479.1461 | 45.6606 | 16.0273 | 1.4735 | 15.4241 | 17.6371 | 0.085582 | 0 | 9.3233
1995-06-18 16:00 | 214.9004 | 173.1572 | 353.627 | 42.1684 | 16.0273 | 1.4744 | 16.1076 | 17.5691 | 0.085582 | 0 | 16.2552
1995-06-18 17:00 | 209.249 | 185.0463 | 198.0574 | 43.0711 | 16.0273 | 1.4801 | 17.0782 | 17.601 | 0.085582 | 0.0042866 | 39.1416
1995-06-18 18:00 | 210.3021 | 185.4294 | 72.2104 | 60.9898 | 16.0273 | 1.4816 | 21.0773 | 17.6723 | 0.085582 | 0.019936 | 53.8396
1995-06-18 19:00 | 212.5175 | 190.9934 | 9.3577 | 71.0421 | 16.0273 | 1.4811 | 33.7584 | 17.7029 | 0.085582 | 0.019936 | 54.4611
1995-06-18 20:00 | 219.7923 | 186.8042 | 0.026491 | 72.6304 | 14.4273 | 1.4795 | 31.7444 | 17.6713 | 0.085582 | 0.019936 | 41.0671
1995-06-18 21:00 | 221.8958 | 184.6282 | 0 | 74.9521 | 14.4273 | 1.4734 | 22.3634 | 17.6188 | 0.085582 | 0.019936 | 35.7945
1995-06-18 22:00 | 220.5943 | 176.4662 | 0 | 83.9422 | 14.4273 | 1.4744 | 30.1053 | 17.3925 | 0.085582 | 0.019936 | 28.7764
1995-06-18 23:00 | 214.4387 | 165.1466 | 0 | 72.2794 | 14.4273 | 1.4756 | 21.2064 | 17.2712 | 0.085582 | 0.019936 | 45.8278
1995-06-19 | 214.0106 | 154.7337 | 0 | 59.8755 | 16.0273 | 1.4755 | 97.6575 | 17.3122 | 0.65518 | 2.0963 | 26.9638
1995-06-19 01:00 | 205.0612 | 146.0269 | 0.015964 | 61.3085 | 16.0273 | 1.4951 | 98.6691 | 17.2676 | 0.68386 | 2.0963 | 19.6927
1995-06-19 02:00 | 195.0957 | 136.6308 | 0.20544 | 62.3342 | 16.0273 | 1.4944 | 103.6719 | 17.233 | 0.93972 | 2.0963 | 22.9949
1995-06-19 03:00 | 183.8303 | 132.5269 | 1.1071 | 50.022 | 16.0273 | 1.4938 | 98.4774 | 17.2292 | 1.1395 | 2.0497 | 49.1906
1995-06-19 04:00 | 177.3791 | 129.9945 | 20.032 | 50.7453 | 16.0273 | 1.4927 | 96.8476 | 17.2095 | 1.1395 | 2.0497 | 27.8847
1995-06-19 05:00 | 164.1073 | 125.6071 | 93.0958 | 48.7076 | 16.0273 | 1.4916 | 80.7815 | 17.2287 | 1.1395 | 2.0497 | 25.9846
1995-06-19 06:00 | 155.4315 | 126.05 | 245.3171 | 43.1193 | 16.0273 | 1.5007 | 54.6781 | 17.2942 | 1.2742 | 2.0497 | 11.8292
1995-06-19 07:00 | 153.3001 | 122.9736 | 451.7559 | 41.9638 | 16.0273 | 1.5017 | 29.7507 | 17.4175 | 1.1822 | 2.0338 | 3.7251
1995-06-19 08:00 | 149.0844 | 116.1339 | 635.8855 | 42.0697 | 16.0273 | 1.5022 | 30.5797 | 17.386 | 1.1822 | 2.0338 | 0.13477
1995-06-19 09:00 | 155.4942 | 115.6673 | 776.9645 | 42.6242 | 16.0273 | 1.5028 | 18.7288 | 17.3614 | 1.3414 | 2.0338 | 0.085251
1995-06-19 10:00 | 130.7266 | 103.212 | 846.0005 | 35.3645 | 16.0273 | 1.5038 | 29.3339 | 17.3315 | 1.2044 | 2.0338 | 0
1995-06-19 11:00 | 147.486 | 108.9624 | 869.2915 | 42.7658 | 16.0273 | 1.5038 | 18.3604 | 17.3477 | 1.094 | 2.0338 | 0.32898
1995-06-19 12:00 | 154.5377 | 114.91 | 861.757 | 41.1996 | 16.0273 | 1.5142 | 18.1438 | 17.2902 | 1.0697 | 2.0338 | 0.036061
1995-06-19 13:00 | 162.4421 | 118.6681 | 815.9193 | 38.3282 | 16.0273 | 1.515 | 18.0915 | 17.2645 | 1.1265 | 2.0338 | 0.57837
1995-06-19 14:00 | 164.0503 | 123.5267 | 732.4336 | 37.6611 | 16.0273 | 1.5152 | 18.0207 | 17.2721 | 1.2457 | 2.0338 | 0.52493
1995-06-19 15:00 | 161.8952 | 124.6762 | 620.5647 | 35.0153 | 16.0273 | 1.5229 | 25.636 | 17.3076 | 1.2434 | 2.0338 | 1.3469
1995-06-19 16:00 | 162.689 | 126.183 | 454.1932 | 41.998 | 16.0273 | 1.5229 | 19.758 | 17.3311 | 1.2212 | 2.0338 | 4.9519
1995-06-19 17:00 | 150.8717 | 121.6483 | 251.3409 | 51.0032 | 16.0273 | 1.5184 | 47.6964 | 17.3755 | 1.2434 | 2.0497 | 21.4199
1995-06-19 18:00 | 142.4882 | 117.7542 | 83.5248 | 60.3368 | 16.0273 | 1.5062 | 88.7391 | 17.5037 | 1.5908 | 2.0497 | 86.2256
1995-06-19 19:00 | 143.0326 | 114.237 | 9.3234 | 77.6452 | 16.0273 | 1.506 | 114.6561 | 17.5057 | 1.6507 | 2.0963 | 80.9351
1995-06-19 20:00 | 144.2707 | 106.9815 | 0.021106 | 84.3948 | 16.0273 | 1.5055 | 115.1372 | 17.5002 | 1.6507 | 2.0963 | 96.408
1995-06-19 21:00 | 146.9572 | 98.7113 | 0 | 88.0019 | 16.0273 | 1.4934 | 116.6415 | 17.48 | 1.6507 | 2.0963 | 71.6025
1995-06-19 22:00 | 152.9604 | 106.7874 | 0 | 83.713 | 16.0273 | 1.5102 | 117.1321 | 17.4664 | 1.6338 | 2.0963 | 49.4032
1995-06-19 23:00 | 152.8089 | 102.574 | 0 | 78.9611 | 16.0273 | 1.5109 | 115.3511 | 17.3927 | 1.6338 | 2.0963 | 47.4741
1995-06-20 | 153.0751 | 106.613 | 0.0019859 | 92.4964 | 16.0273 | 1.5111 | 117.3363 | 17.3201 | 0.87085 | 2.0963 | 25.8723
1995-06-20 01:00 | 150.0616 | 104.374 | 0.022726 | 83.3731 | 16.0273 | 1.5112 | 115.8887 | 17.2702 | 1.6129 | 2.0963 | 27.7513
1995-06-20 02:00 | 147.8034 | 99.7566 | 0.22948 | 77.5008 | 16.0273 | 1.5112 | 117.2496 | 17.2637 | 1.6129 | 2.0963 | 35.1389
1995-06-20 03:00 | 144.9736 | 97.7632 | 1.1077 | 70.2787 | 16.0273 | 1.5233 | 118.0561 | 17.2488 | 1.6519 | 2.0963 | 34.2756
1995-06-20 04:00 | 136.1501 | 98.3971 | 19.5825 | 59.163 | 16.0273 | 1.5224 | 116.533 | 17.1442 | 1.6351 | 2.0497 | 33.9488
1995-06-20 05:00 | 118.4804 | 101.4734 | 102.6818 | 61.1449 | 16.0273 | 1.5216 | 75.8303 | 17.1117 | 1.6351 | 2.0497 | 37.7542
1995-06-20 06:00 | 98.2339 | 106.1141 | 275.303 | 52.5705 | 15.6668 | 1.5289 | 27.615 | 17.144 | 1.3363 | 1.8123 | 19.4622
1995-06-20 07:00 | 76.9003 | 106.4593 | 485.56 | 50.8422 | 15.3773 | 1.531 | 19.4368 | 17.1589 | 1.5004 | 0.56929 | 2.3173
1995-06-20 08:00 | 74.7792 | 105.6104 | 651.9156 | 47.7563 | 15.3773 | 1.5311 | 16.4479 | 17.1122 | 0.96866 | 0.0042866 | 0.057342
1995-06-20 09:00 | 66.2396 | 108.6013 | 783.0201 | 45.9578 | 15.3773 | 1.5314 | 16.2182 | 17.1246 | 0.94916 | 0.0042866 | 0
1995-06-20 10:00 | 58.898 | 102.3942 | 853.6816 | 40.1024 | 15.3773 | 1.5321 | 16.7297 | 17.1283 | 0.94916 | 0.0042866 | 0.080722
1995-06-20 11:00 | 61.8207 | 108.6161 | 883.4185 | 33.1254 | 15.3773 | 1.5327 | 15.9431 | 17.1366 | 0.94916 | 0.0042866 | 0
1995-06-20 12:00 | 64.9534 | 112.5049 | 861.3402 | 39.7086 | 15.3773 | 1.5334 | 14.2448 | 17.1476 | 0.94916 | 0.0042866 | 0
1995-06-20 13:00 | 72.0078 | 113.9502 | 812.102 | 41.6741 | 15.3773 | 1.5334 | 15.0549 | 17.1481 | 0.94916 | 0.0042866 | 0
1995-06-20 14:00 | 85.5457 | 114.9515 | 719.1398 | 44.4829 | 15.3773 | 1.5201 | 14.2713 | 17.1063 | 0.94916 | 0.0042866 | 0.087059
1995-06-20 15:00 | 93.3477 | 108.2269 | 584.9261 | 45.9251 | 16.0273 | 1.5201 | 14.743 | 17.1659 | 0.94094 | 0.0042866 | 1.2618
1995-06-20 16:00 | 94.6354 | 93.3027 | 422.4208 | 54.5265 | 16.0273 | 1.52 | 16.6507 | 17.2196 | 1.247 | 0.0042866 | 14.0601
1995-06-20 17:00 | 93.5355 | 79.702 | 234.7596 | 59.9301 | 17.41 | 1.52 | 53.1681 | 17.2956 | 1.6209 | 0.24142 | 28.0541
1995-06-20 18:00 | 97.9585 | 71.746 | 86.647 | 72.0502 | 17.41 | 1.52 | 104.0579 | 17.3581 | 1.6209 | 2.0497 | 64.6782
1995-06-20 19:00 | 103.7832 | 67.7329 | 11.6323 | 81.3313 | 17.41 | 1.5632 | 122.8111 | 17.4124 | 1.6041 | 2.0497 | 73.3329
1995-06-20 20:00 | 110.9911 | 61.9969 | 0.070951 | 89.424 | 17.41 | 1.5637 | 121.8851 | 17.4584 | 1.6041 | 2.0497 | 102.6987
1995-06-20 21:00 | 111.3569 | 57.492 | 0 | 90.5503 | 17.41 | 1.5526 | 122.606 | 17.4916 | 1.6041 | 2.0497 | 81.5647
1995-06-20 22:00 | 113.7432 | 56.3691 | 0 | 84.824 | 17.41 | 1.5517 | 122.026 | 17.4531 | 1.5987 | 2.0963 | 71.8054
1995-06-20 23:00 | 111.719 | 49.2765 | 0 | 75.1886 | 17.41 | 1.5523 | 121.0205 | 17.3818 | 1.5778 | 2.106 | 69.1967
1995-06-21 | 107.2434 | 43.4832 | 0.0038464 | 106.2796 | 17.41 | 1.5523 | 30.9551 | 17.2878 | 0.46291 | 0.86129 | 69.0956
1995-06-21 01:00 | 102.3969 | 41.3839 | 0.028144 | 104.5244 | 17.41 | 1.5523 | 31.4004 | 17.1943 | 0.44076 | 0.85599 | 70.17
1995-06-21 02:00 | 95.9464 | 46.9775 | 0.25221 | 99.1318 | 17.41 | 1.5521 | 19.9496 | 17.2426 | 0.44076 | 0.85587 | 66.6153
1995-06-21 03:00 | 89.2293 | 53.6128 | 0.96384 | 96.7669 | 17.41 | 1.5517 | 19.1103 | 17.2686 | 0.44076 | 0.86112 | 64.8668
1995-06-21 04:00 | 83.927 | 64.8694 | 19.3655 | 82.8997 | 17.41 | 1.5512 | 18.6387 | 17.1877 | 0.13066 | 0.024735 | 43.3404
1995-06-21 05:00 | 79.3627 | 90.0213 | 99.5059 | 74.078 | 17.41 | 1.5511 | 16.5394 | 17.3256 | 0.13066 | 0.0081223 | 27.7129
1995-06-21 06:00 | 70.6449 | 107.7743 | 249.1577 | 66.4786 | 17.41 | 1.5654 | 15.7403 | 17.3532 | 0.15016 | 0.010476 | 18.0444
1995-06-21 07:00 | 63.9682 | 116.6941 | 438.0123 | 62.0321 | 17.2818 | 1.5636 | 16.9159 | 17.3776 | 0.15016 | 0.015474 | 4.1412
1995-06-21 08:00 | 66.5835 | 122.7486 | 603.0027 | 48.3471 | 2.9336 | 1.5659 | 13.8584 | 17.671 | 0.15016 | 0.015712 | 0.16194
1995-06-21 09:00 | 70.4284 | 125.1659 | 726.1459 | 39.1181 | 2.9336 | 1.5663 | 13.5399 | 17.6574 | 0.16966 | 0.012903 | 0
1995-06-21 10:00 | 68.5081 | 113.4762 | 781.3852 | 40.8193 | 2.9336 | 1.5642 | 12.0824 | 17.6016 | 0.16966 | 0.015814 | 0
1995-06-21 11:00 | 80.3374 | 117.7967 | 772.3993 | 40.6963 | 2.9336 | 1.5914 | 11.3007 | 17.2822 | 0.16966 | 0.0050591 | 0.21422
1995-06-21 12:00 | 83.9878 | 119.8619 | 778.9718 | 34.066 | 2.9336 | 1.5918 | 11.9302 | 17.4841 | 0.16966 | 0.012001 | 0
1995-06-21 13:00 | 85.7758 | 127.8998 | 758.884 | 35.9755 | 2.9336 | 1.5918 | 12.752 | 17.2914 | 0.16966 | 0.014043 | 0.24045
1995-06-21 14:00 | 96.6507 | 130.2568 | 666.4335 | 28.6716 | 2.9336 | 1.549 | 11.8012 | 17.3831 | 0.16966 | 0.0051617 | 1.7939
1995-06-21 15:00 | 143.7852 | 141.0859 | 527.9504 | 43.3478 | 3.5836 | 1.5475 | 11.7359 | 17.5676 | 0.16966 | 0.0096531 | 8.4917
1995-06-21 16:00 | 171.761 | 142.6565 | 367.7591 | 48.0114 | 3.5836 | 1.5507 | 14.1667 | 17.5734 | 0.16966 | 0.011914 | 21.6061
1995-06-21 17:00 | 184.6753 | 143.3629 | 210.1828 | 50.9076 | 3.5836 | 1.5508 | 14.6816 | 17.4403 | 0.16966 | 0.0075396 | 39.458
1995-06-21 18:00 | 196.8354 | 152.3089 | 80.9334 | 59.0919 | 10.7788 | 1.5445 | 15.5454 | 17.7359 | 0.16966 | 0.026103 | 59.5811
1995-06-21 19:00 | 247.8258 | 156.3745 | 8.9089 | 62.8208 | 18.2215 | 1.5405 | 17.1321 | 17.7918 | 0.16966 | 0.076397 | 52.914
1995-06-21 20:00 | 268.4983 | 161.4914 | 0.033845 | 60.2073 | 15.682 | 1.5411 | 19.6112 | 17.7567 | 0.16966 | 0.076879 | 51.4193
1995-06-21 21:00 | 293.4886 | 163.5403 | 0.00084264 | 66.4286 | 17.1926 | 1.5403 | 17.0879 | 17.7662 | 0.16966 | 0.077245 | 40.4096
1995-06-21 22:00 | 286.4104 | 167.0112 | 0 | 69.4959 | 17.1926 | 1.5405 | 19.5271 | 17.6876 | 0.16966 | 0.066777 | 55.2179
1995-06-21 23:00 | 289.2622 | 168.8643 | 0 | 64.4482 | 17.1926 | 1.5406 | 14.3263 | 17.5219 | 0.16966 | 0.066777 | 30.8461
1995-06-22 | 295.5982 | 171.6912 | 0.0023134 | 72.2793 | 17.1926 | 1.5406 | 11.4829 | 17.2536 | 0.16966 | 0.066777 | 51.3264
1995-06-22 01:00 | 302.8654 | 169.6726 | 0.017901 | 69.137 | 17.1926 | 1.5405 | 10.8045 | 17.1842 | 0.16966 | 0.066777 | 48.2509
1995-06-22 02:00 | 302.0079 | 171.9362 | 0.20987 | 61.34 | 17.1926 | 1.5404 | 9.8435 | 17.3825 | 0.091253 | 0.066777 | 41.5312
1995-06-22 03:00 | 303.9267 | 180.3357 | 0.88894 | 63.0866 | 15.4098 | 1.54 | 9.6763 | 17.3243 | 0.052253 | 0.066777 | 23.6359
1995-06-22 04:00 | 295.7934 | 183.4925 | 15.7167 | 44.8792 | 3.1306 | 1.5396 | 9.026 | 17.3395 | 0.052253 | 0.020247 | 32.8839
1995-06-22 05:00 | 261.5646 | 186.337 | 80.8099 | 42.8352 | 2.8728 | 1.5379 | 7.813 | 17.3523 | 0.052253 | 0.0042866 | 25.0592
1995-06-22 06:00 | 234.6218 | 186.1074 | 210.1632 | 42.3714 | 3.5836 | 1.5376 | 7.8556 | 17.4744 | 0.052253 | 0.0042866 | 11.3436
1995-06-22 07:00 | 228.6905 | 187.6497 | 373.8831 | 30.5091 | 1.6 | 1.5374 | 8.147 | 17.6668 | 0.052253 | 0.0042866 | 3.028
1995-06-22 08:00 | 175.2721 | 182.9956 | 509.4028 | 37.8989 | 1.6 | 1.5374 | 7.0723 | 17.2803 | 0.052253 | 0.0042866 | 0.26344
1995-06-22 09:00 | 160.7457 | 180.6548 | 632.7308 | 36.0707 | 1.6 | 1.5377 | 6.6016 | 17.3936 | 0.052253 | 0 | 2.8786
1995-06-22 10:00 | 161.4995 | 171.0535 | 663.6731 | 35.9563 | 1.6 | 1.5244 | 6.5585 | 17.3719 | 0.052253 | 0 | 0.29959
1995-06-22 11:00 | 157.7434 | 172.7469 | 697.2508 | 33.0337 | 1.6 | 1.5247 | 6.5638 | 17.3672 | 0.052253 | 0 | 2.457
1995-06-22 12:00 | 161.627 | 177.8932 | 703.0696 | 34.9006 | 1.6 | 1.5382 | 6.6364 | 17.5834 | 0.052253 | 0 | 1.2035
1995-06-22 13:00 | 183.465 | 169.4455 | 650.6508 | 30.8379 | 0.30741 | 1.5382 | 6.435 | 17.3336 | 0.052253 | 0 | 1.1536
1995-06-22 14:00 | 204.9453 | 175.1188 | 609.0103 | 27.1754 | 0 | 1.5384 | 6.5736 | 17.4144 | 0.091253 | 0 | 0.38769
1995-06-22 15:00 | 221.3815 | 176.2157 | 475.4388 | 30.4659 | 0.65 | 1.5384 | 6.562 | 17.2649 | 0.091253 | 0 | 3.2342
1995-06-22 16:00 | 228.3288 | 177.0914 | 373.7629 | 37.7399 | 1.9836 | 1.5383 | 9.928 | 17.3871 | 0.091253 | 0.0042866 | 13.3028
1995-06-22 17:00 | 273.182 | 178.6748 | 205.3964 | 36.1577 | 1.9836 | 1.5397 | 10.0135 | 17.1628 | 0.091253 | 0.0042866 | 20.1046
1995-06-22 18:00 | 326.0252 | 185.4343 | 77.6005 | 45.1586 | 1.9836 | 1.5411 | 14.2506 | 17.7054 | 0.091253 | 0.0042866 | 39.8554
1995-06-22 19:00 | 331.3549 | 186.6394 | 7.8343 | 48.8639 | 1.9836 | 1.5412 | 15.2008 | 17.2572 | 0.091253 | 0.0042866 | 31.4095
1995-06-22 20:00 | 337.4775 | 185.3521 | 0.032477 | 45.1903 | 1.9836 | 1.5487 | 15.4064 | 17.2606 | 0.091253 | 0.0042866 | 55.3653
1995-06-22 21:00 | 333.6579 | 182.3586 | 0 | 49.1217 | 1.9836 | 1.5193 | 15.4168 | 17.2556 | 0.091253 | 0.0042866 | 41.2288
1995-06-22 22:00 | 317.4772 | 185.8022 | 0 | 53.4332 | 1.9836 | 1.518 | 15.3695 | 17.4033 | 0.091253 | 0.0042866 | 48.4787
1995-06-22 23:00 | 308.9965 | 174.9444 | 0 | 41.7602 | 1.9836 | 1.518 | 14.9839 | 17.1242 | 0.091253 | 0.0042866 | 52.9599
1995-06-23 | 306.9603 | 181.2195 | 0.0027388 | 65.7531 | 1.9836 | 1.494 | 16.4446 | 17.2449 | 0.091253 | 0.0042866 | 54.0505
1995-06-23 01:00 | 300.288 | 182.772 | 0.01959 | 55.614 | 1.9836 | 1.4939 | 15.6702 | 17.3264 | 0.091253 | 0.0042866 | 61.7679
1995-06-23 02:00 | 289.4681 | 188.278 | 0.19085 | 52.4189 | 1.9836 | 1.5075 | 15.4113 | 17.153 | 0.091253 | 0.0042866 | 48.2374
1995-06-23 03:00 | 279.0687 | 192.6358 | 0.8792 | 47.7028 | 1.9836 | 1.5059 | 11.2576 | 17.0501 | 0.091253 | 0.0042866 | 29.3472
1995-06-23 04:00 | 271.3753 | 189.8175 | 16.3286 | 42.5509 | 1.9836 | 1.5055 | 10.6539 | 16.9523 | 0.091253 | 0.0042866 | 43.5619
1995-06-23 05:00 | 259.5046 | 184.7563 | 79.6757 | 37.8818 | 0.65 | 1.5049 | 11.6525 | 16.824 | 0.091253 | 0.0042866 | 29.0267
1995-06-23 06:00 | 221.3951 | 179.8314 | 198.4627 | 35.1214 | 0.65 | 1.5046 | 7.5953 | 16.4213 | 0.091253 | 0.0042866 | 2.813
1995-06-23 07:00 | 187.0626 | 174.3238 | 354.6314 | 29.8503 | 0.65 | 1.4867 | 7.6961 | 17.4826 | 0.091253 | 0.0042866 | 3.7042
1995-06-23 08:00 | 163.6528 | 171.6013 | 483.8627 | 21.4356 | 0.65 | 1.4867 | 6.2652 | 15.526 | 0.091253 | 0 | 0.80375
1995-06-23 09:00 | 145.0248 | 169.9068 | 560.4955 | 20.7836 | 0.65 | 1.4869 | 5.8938 | 14.0127 | 0.091253 | 0 | 0.3082
1995-06-23 10:00 | 157.645 | 141.6625 | 612.4067 | 16.5413 | 0.65 | 1.4821 | 6.1676 | 15.6721 | 0.091253 | 0 | 0.29453
1995-06-23 11:00 | 154.5201 | 151.4225 | 624.1629 | 27.0812 | 0.65 | 1.4824 | 5.9506 | 15.2738 | 0.091253 | 0 | 0.27896
1995-06-23 12:00 | 172.9742 | 165.0658 | 588.2249 | 29.6436 | 0.65 | 1.4827 | 5.8933 | 15.3478 | 0.052253 | 0 | 0.15105
1995-06-23 13:00 | 175.7444 | 162.5796 | 577.697 | 19.1641 | 0.65 | 1.4827 | 5.504 | 14.4156 | 0.052253 | 0 | 0.20185
1995-06-23 14:00 | 170.366 | 179.3236 | 519.7796 | 27.7588 | 1.9836 | 1.4829 | 5.8087 | 15.1686 | 0.052253 | 0 | 0.097932
1995-06-23 15:00 | 197.1111 | 189.4432 | 421.3724 | 27.8238 | 1.9836 | 1.4685 | 5.8415 | 15.3718 | 0.052253 | 0 | 0.30175
1995-06-23 16:00 | 214.7257 | 198.3063 | 315.0008 | 29.6331 | 1.9836 | 1.4688 | 6.4232 | 17.1368 | 0.052253 | 0 | 6.135
1995-06-23 17:00 | 249.2403 | 207.9937 | 183.8939 | 28.1284 | 1.9836 | 1.4703 | 10.3124 | 17.3725 | 0.041 | 0 | 15.9298
1995-06-23 18:00 | 266.997 | 198.8048 | 78.2894 | 32.5029 | 1.9836 | 1.4789 | 10.8086 | 17.4002 | 0.041 | 0 | 15.8771
1995-06-23 19:00 | 294.7767 | 198.4864 | 7.6794 | 34.0405 | 1.9836 | 1.4822 | 11.7128 | 17.4723 | 0.041 | 0 | 43.8242
1995-06-23 20:00 | 301.0206 | 199.0825 | 0.029035 | 35.2991 | 1.9836 | 1.4824 | 11.7707 | 17.4721 | 0.041 | 0 | 35.2627
1995-06-23 21:00 | 298.5145 | 201.414 | 0.00054511 | 32.5145 | 1.9836 | 1.4947 | 11.5079 | 17.4526 | 0.041 | 0 | 35.4073
1995-06-23 22:00 | 295.4442 | 184.1621 | 0 | 36.903 | 1.9836 | 1.4895 | 11.2653 | 17.429 | 0.041 | 0 | 34.0254
1995-06-23 23:00 | 286.4916 | 175.8861 | 0 | 25.4852 | 1.9836 | 1.486 | 10.9307 | 17.2947 | 0.041 | 0 | 48.692
1995-06-24 | 276.7024 | 170.4974 | 0.0030746 | 47.7631 | 1.9836 | 1.4843 | 11.9605 | 17.3948 | 0.041 | 0 | 67.1563
1995-06-24 01:00 | 264.5137 | 164.7347 | 0.016027 | 39.0598 | 1.9836 | 1.4846 | 11.8916 | 17.1556 | 0.041 | 0 | 66.4326
1995-06-24 02:00 | 252.6995 | 161.408 | 0.1289 | 44.5441 | 1.9836 | 1.4843 | 12.1052 | 17.0925 | 0.041 | 0.0042866 | 61.3979
1995-06-24 03:00 | 241.848 | 162.7884 | 0.5732 | 32.561 | 1.9836 | 1.4837 | 12.3783 | 16.582 | 0.041 | 0.0042866 | 61.1908
1995-06-24 04:00 | 206.3732 | 163.502 | 13.9556 | 26.385 | 1.9836 | 1.483 | 12.1729 | 16.4806 | 0.041 | 0 | 60.4648
1995-06-24 05:00 | 201.3976 | 167.2817 | 71.5887 | 27.5618 | 0.65 | 1.4822 | 9.5594 | 16.5297 | 0 | 0 | 32.0702
1995-06-24 06:00 | 156.0161 | 171.2862 | 176.0018 | 34.767 | 0.65 | 1.4811 | 5.9348 | 16.3797 | 0 | 0 | 25.0109
1995-06-24 07:00 | 147.8134 | 162.2261 | 320.0197 | 29.4997 | 0.65 | 1.481 | 10.4211 | 16.6182 | 0 | 0 | 5.3276
1995-06-24 08:00 | 134.0415 | 157.9045 | 450.2633 | 20.7576 | 0.65 | 1.4857 | 6.0252 | 16.6627 | 0 | 0 | 1.0616
1995-06-24 09:00 | 124.7557 | 142.9716 | 561.2436 | 25.9792 | 0.65 | 1.4859 | 6.0811 | 16.5148 | 0 | 0 | 0.10575
1995-06-24 10:00 | 116.2678 | 118.7799 | 601.8915 | 25.9364 | 0.65 | 1.4863 | 4.1772 | 16.4478 | 0 | 0 | 0.12016
1995-06-24 11:00 | 125.2265 | 123.096 | 609.9946 | 22.3547 | 0.65 | 1.4867 | 10.0673 | 15.5406 | 0 | 0 | 0.75591
1995-06-24 12:00 | 116.9387 | 111.6483 | 581.1242 | 26.1682 | 0.65 | 1.487 | 3.8332 | 15.6282 | 0 | 0 | 1.4487
1995-06-24 13:00 | 141.6017 | 108.634 | 567.4821 | 22.7364 | 0.32064 | 1.487 | 4.6901 | 15.9249 | 0 | 0 | 0.89042
1995-06-24 14:00 | 142.8974 | 113.1559 | 492.0909 | 20.8743 | 0.65 | 1.4871 | 3.8852 | 15.5059 | 0 | 0 | 2.7098
1995-06-24 15:00 | 159.3091 | 129.0643 | 417.714 | 26.7624 | 0.65 | 1.487 | 9.8076 | 16.5796 | 0 | 0 | 8.982
1995-06-24 16:00 | 160.4189 | 152.1022 | 310.7288 | 29.1421 | 1.9836 | 1.507 | 6.4031 | 17.3491 | 0 | 0 | 24.4797
1995-06-24 17:00 | 161.1797 | 164.3779 | 176.9991 | 27.872 | 1.9836 | 1.5169 | 6.9367 | 17.3204 | 0.011253 | 0.0042866 | 41.5458
1995-06-24 18:00 | 193.5496 | 173.4776 | 66.7449 | 28.3456 | 1.9836 | 1.5167 | 11.2374 | 17.3553 | 0.011253 | 0.0042866 | 60.0061
1995-06-24 19:00 | 221.9695 | 179.3214 | 9.1617 | 29.0109 | 1.9836 | 1.5166 | 12.8902 | 17.0702 | 0.011253 | 0.0042866 | 49.6766
1995-06-24 20:00 | 250.0011 | 180.7525 | 0.029209 | 34.315 | 1.9836 | 1.5376 | 13.8801 | 17.5242 | 0.011253 | 0.0042866 | 36.7401
1995-06-24 21:00 | 255.9317 | 172.5311 | 9.8797e-05 | 39.5516 | 1.9836 | 1.5376 | 14.0976 | 17.5386 | 0.011253 | 0.0042866 | 17.4
1995-06-24 22:00 | 248.7661 | 143.1469 | 0 | 47.376 | 9.142 | 1.5318 | 13.8361 | 17.4593 | 0.011253 | 0.0042866 | 7.1177
1995-06-24 23:00 | 249.4662 | 130.6894 | 0 | 45.4033 | 11.8022 | 1.5317 | 13.5343 | 17.3648 | 0.011253 | 0.0042866 | 17.6579
1995-06-25 | 247.0306 | 119.7482 | 0.0028004 | 73.2128 | 1.9836 | 1.5318 | 12.0729 | 17.0818 | 0.011253 | 0.0042866 | 78.6478
1995-06-25 01:00 | 242.3575 | 115.4472 | 0.015908 | 66.978 | 1.9836 | 1.5321 | 12.0677 | 16.9924 | 0.011253 | 0.0042866 | 73.1582
1995-06-25 02:00 | 239.8805 | 110.7227 | 0.14351 | 66.9055 | 1.9836 | 1.5319 | 11.9437 | 16.9836 | 0.011253 | 0.0042866 | 86.5634
1995-06-25 03:00 | 235.6928 | 111.2528 | 0.61954 | 64.1179 | 1.9836 | 1.5316 | 11.5867 | 16.9306 | 0.011253 | 0.0042866 | 66.6264
1995-06-25 04:00 | 228.4972 | 111.5628 | 12.6602 | 63.1523 | 1.9836 | 1.5317 | 11.7098 | 16.9275 | 0.011253 | 0.0042866 | 68.1077
1995-06-25 05:00 | 215.025 | 114.4537 | 69.1848 | 53.5799 | 1.9836 | 1.5285 | 12.1499 | 16.9717 | 0.011253 | 0.0042866 | 49.2593
1995-06-25 06:00 | 188.0177 | 116.5157 | 214.3328 | 46.5432 | 1.9836 | 1.528 | 11.5095 | 17.0715 | 0.011253 | 0.0042866 | 34.0221
1995-06-25 07:00 | 173.3541 | 117.188 | 406.6541 | 36.0757 | 0 | 1.5288 | 9.9604 | 17.2647 | 0.011253 | 0 | 10.4574
1995-06-25 08:00 | 163.9786 | 112.2555 | 566.3838 | 36.1273 | 0 | 1.5287 | 6.7044 | 17.2914 | 0.011253 | 0 | 0.14098
1995-06-25 09:00 | 175.4793 | 110.7233 | 649.7691 | 26.8922 | 0 | 1.5287 | 6.7091 | 17.2645 | 0.011253 | 0 | 1.174
1995-06-25 10:00 | 183.2839 | 105.7629 | 719.8167 | 28.151 | 0 | 1.5287 | 6.6794 | 17.2407 | 0.011253 | 0 | 0.94015
1995-06-25 11:00 | 187.0456 | 112.0377 | 694.9865 | 44.3192 | 0 | 1.529 | 6.7279 | 17.2406 | 0.052253 | 0 | 1.7198
1995-06-25 12:00 | 215.5922 | 121.3829 | 727.6443 | 25.9704 | 0 | 1.5293 | 6.6684 | 17.211 | 0.052253 | 0 | 4.6861
1995-06-25 13:00 | 232.0039 | 126.617 | 670.806 | 25.7619 | 0 | 1.5294 | 6.6465 | 17.1938 | 0.052253 | 0 | 0.98053
1995-06-25 14:00 | 243.4601 | 141.356 | 616.4987 | 37.1289 | 0 | 1.5293 | 6.7195 | 17.2586 | 0.052253 | 0 | 14.0224
1995-06-25 15:00 | 228.1235 | 146.8916 | 504.3662 | 28.4234 | 0 | 1.4967 | 6.7298 | 17.2438 | 0.052253 | 0 | 5.176
1995-06-25 16:00 | 266.4124 | 157.1429 | 364.1273 | 38.0206 | 0 | 1.4964 | 6.7517 | 17.2981 | 0.052253 | 0 | 18.3557
1995-06-25 17:00 | 273.1367 | 170.283 | 198.9073 | 39.6589 | 0 | 1.4966 | 7.1688 | 17.245 | 0.052253 | 0.0042866 | 36.9852
1995-06-25 18:00 | 276.3713 | 178.3162 | 74.7555 | 43.2316 | 1.9836 | 1.4976 | 8.5138 | 17.4173 | 0.052253 | 0.0042866 | 64.19
1995-06-25 19:00 | 285.1849 | 184.173 | 10.0764 | 47.1132 | 1.9836 | 1.4955 | 8.8601 | 17.3788 | 0.052253 | 0.0042866 | 66.4127
1995-06-25 20:00 | 297.4233 | 186.2243 | 0.020884 | 57.5071 | 1.9836 | 1.4953 | 9.5809 | 17.3474 | 0.052253 | 0.0042866 | 48.2818
1995-06-25 21:00 | 309.484 | 184.6625 | 0 | 52.9205 | 1.9836 | 1.4951 | 11.9388 | 17.4294 | 0.052253 | 0.0042866 | 38.0982
1995-06-25 22:00 | 301.7166 | 163.8498 | 0 | 65.0324 | 1.9836 | 1.496 | 11.2148 | 17.2241 | 0.052253 | 0.0042866 | 38.3251
1995-06-25 23:00 | 295.3121 | 159.3619 | 0 | 57.1983 | 1.9836 | 1.4965 | 10.8343 | 17.1901 | 0.052253 | 0.0042866 | 51.0833
1995-06-26 | 291.0671 | 154.6142 | 0 | 66.2037 | 1.9836 | 1.4964 | 10.3223 | 16.9301 | 0.052253 | 0.0042866 | 22.4924
1995-06-26 01:00 | 274.4621 | 150.0663 | 0.0099043 | 70.1953 | 1.9836 | 1.4964 | 10.2593 | 16.9056 | 0.052253 | 0.0042866 | 31.5268
1995-06-26 02:00 | 265.3809 | 145.4904 | 0.15944 | 65.7587 | 1.9836 | 1.4955 | 10.0804 | 16.866 | 0.052253 | 0.0042866 | 27.6623
1995-06-26 03:00 | 259.2408 | 137.3754 | 0.77585 | 52.8338 | 1.9836 | 1.4946 | 9.8638 | 16.858 | 0.052253 | 0.0042866 | 35.201
1995-06-26 04:00 | 257.652 | 134.0743 | 15.6097 | 49.2621 | 1.9836 | 1.4935 | 9.4802 | 16.8851 | 0.052253 | 0.0042866 | 37.9836
1995-06-26 05:00 | 251.0596 | 132.9437 | 80.7548 | 40.2763 | 1.9836 | 1.4941 | 9.1329 | 17.0041 | 0.052253 | 0.0042866 | 23.2989
1995-06-26 06:00 | 230.7062 | 134.1822 | 238.0448 | 34.5475 | 1.9836 | 1.4941 | 9.3731 | 17.099 | 0.052253 | 0 | 11.3182
1995-06-26 07:00 | 193.9228 | 136.3585 | 422.5764 | 34.8249 | 1.9836 | 1.4944 | 9.5113 | 17.0844 | 0.052253 | 0 | 1.125
1995-06-26 08:00 | 186.6969 | 138.2444 | 595.0324 | 34.792 | 1.9836 | 1.4947 | 9.511 | 17.1126 | 0.052253 | 0 | 0
1995-06-26 09:00 | 199.5437 | 133.8045 | 681.2241 | 36.6755 | 1.9836 | 1.4933 | 9.4578 | 17.143 | 0.052253 | 0 | 0.1403
1995-06-26 10:00 | 189.4579 | 122.0752 | 728.5436 | 39.5418 | 1.9836 | 1.4944 | 9.3011 | 17.1211 | 0.052253 | 0 | 0.99379
1995-06-26 11:00 | 203.838 | 126.2845 | 751.8836 | 31.2623 | 1.9836 | 1.4944 | 9.1746 | 17.1366 | 0.052253 | 0 | 1.1392
1995-06-26 12:00 | 216.7014 | 131.0808 | 723.6602 | 27.376 | 1.9836 | 1.4947 | 9.0185 | 17.1092 | 0.052253 | 0 | 1.6073
1995-06-26 13:00 | 232.1585 | 137.1318 | 708.2638 | 27.0841 | 1.9836 | 1.4946 | 8.947 | 17.0733 | 0.052253 | 0 | 1.8875
1995-06-26 14:00 | 238.7736 | 145.8455 | 626.5487 | 32.9728 | 1.9836 | 1.4965 | 8.8982 | 17.0393 | 0.052253 | 0 | 7.6206
1995-06-26 15:00 | 281.2711 | 152.1762 | 517.6887 | 32.9963 | 1.9836 | 1.4965 | 8.9494 | 16.9489 | 0.052253 | 0 | 3.75
1995-06-26 16:00 | 281.7606 | 164.2568 | 367.9113 | 25.7445 | 1.9836 | 1.4967 | 8.8542 | 16.9875 | 0.052253 | 0 | 6.1531
1995-06-26 17:00 | 271.5854 | 177.9898 | 212.958 | 29.1136 | 1.9836 | 1.5024 | 9.027 | 17.1531 | 0.052253 | 0 | 31.4465
1995-06-26 18:00 | 283.0238 | 187.8647 | 74.7453 | 37.3445 | 1.9836 | 1.5025 | 9.1579 | 17.2552 | 0.052253 | 0 | 66.4888
1995-06-26 19:00 | 295.1499 | 196.0889 | 8.9569 | 50.4829 | 1.9836 | 1.5023 | 9.5941 | 17.1478 | 0.052253 | 0.0042866 | 66.4598
1995-06-26 20:00 | 301.4162 | 198.7862 | 0.030605 | 52.8152 | 1.9836 | 1.5112 | 9.3128 | 17.1628 | 0.052253 | 0.0042866 | 76.6997
1995-06-26 21:00 | 313.1191 | 196.7775 | 0.00042849 | 61.0129 | 1.9836 | 1.5119 | 9.9756 | 17.3092 | 0.052253 | 0.0042866 | 30.1896
1995-06-26 22:00 | 320.0885 | 185.7763 | 0 | 58.0691 | 1.9836 | 1.5128 | 9.9703 | 17.1783 | 0.052253 | 0.0042866 | 30.4832
1995-06-26 23:00 | 319.272 | 173.33 | 0 | 49.4977 | 1.9836 | 1.5109 | 9.8783 | 17.1488 | 0.052253 | 0.0042866 | 35.4058
1995-06-27 | 308.7186 | 159.2434 | 0.0038005 | 66.463 | 1.9836 | 1.5209 | 10.0963 | 17.1349 | 0.052253 | 0.0042866 | 19.3453
1995-06-27 01:00 | 299.6134 | 146.1419 | 0.015571 | 64.8856 | 1.9836 | 1.5209 | 9.9217 | 17.0784 | 0.052253 | 0.0042866 | 27.8996
1995-06-27 02:00 | 285.7204 | 138.4806 | 0.14396 | 62.4968 | 1.9836 | 1.5209 | 9.304 | 17.0659 | 0.052253 | 0.0042866 | 31.2119
1995-06-27 03:00 | 278.3977 | 132.3239 | 0.63146 | 58.0512 | 1.4617 | 1.504 | 9.1836 | 17.0765 | 0.052253 | 0.0042866 | 74.296
1995-06-27 04:00 | 262.0082 | 126.0073 | 15.7374 | 52.2824 | 0.65 | 1.5063 | 9.2609 | 17.0417 | 0 | 0.0042866 | 52.4205
1995-06-27 05:00 | 245.4691 | 121.1493 | 81.8506 | 39.8738 | 0.65 | 1.5074 | 9.3887 | 17.0404 | 0 | 0.0042866 | 36.1917
1995-06-27 06:00 | 201.721 | 117.0143 | 235.0439 | 30.2387 | 0 | 1.5068 | 9.1949 | 16.8184 | 0 | 0 | 29.047
1995-06-27 07:00 | 175.4557 | 116.372 | 432.1035 | 28.3596 | 0.17668 | 1.5066 | 9.4041 | 17.0996 | 0 | 0 | 1.0769
1995-06-27 08:00 | 149.1774 | 112.5306 | 604.1755 | 34.3476 | 0 | 1.5071 | 9.3622 | 16.9326 | 0 | 0 | 0.6445
1995-06-27 09:00 | 153.1675 | 111.6227 | 693.1933 | 28.0536 | 0 | 1.5078 | 6.3702 | 16.9177 | 0 | 0 | 0.083087
1995-06-27 10:00 | 146.9952 | 105.8573 | 743.5902 | 28.3456 | 0 | 1.464 | 6.3577 | 17.0672 | 0 | 0 | 0.50983
1995-06-27 11:00 | 156.235 | 101.5704 | 759.7745 | 28.9302 | 0 | 1.4621 | 6.3311 | 16.8175 | 0 | 0 | 0.78961
1995-06-27 12:00 | 171.8379 | 102.4862 | 732.7351 | 18.1582 | 0 | 1.4633 | 6.1804 | 16.891 | 0 | 0 | 0.94797
1995-06-27 13:00 | 164.5076 | 100.6582 | 732.938 | 23.4928 | 0 | 1.4636 | 6.2764 | 16.9208 | 0 | 0 | 0.78961
1995-06-27 14:00 | 194.7823 | 110.3772 | 634.7966 | 23.0579 | 0 | 1.4633 | 6.11 | 15.592 | 0 | 0 | 0.20653
1995-06-27 15:00 | 217.0602 | 117.4883 | 527.3266 | 29.0962 | 0 | 1.4635 | 6.3292 | 16.9358 | 0 | 0 | 1.4814
1995-06-27 16:00 | 216.5213 | 129.5483 | 409.249 | 35.0578 | 0 | 1.4635 | 6.4307 | 16.9531 | 0 | 0.0042866 | 9.3079
1995-06-27 17:00 | 251.4232 | 140.6538 | 231.5218 | 23.7456 | 0 | 1.4639 | 6.6456 | 16.9244 | 0 | 0.0042866 | 22.3512
1995-06-27 18:00 | 284.2315 | 149.6798 | 84.1621 | 40.1536 | 0.65 | 1.4643 | 8.1137 | 16.8704 | 0 | 0.0042866 | 83.4313
1995-06-27 19:00 | 311.1367 | 154.7631 | 11.3972 | 47.3458 | 0.65 | 1.4649 | 10.7273 | 17.1023 | 0 | 0.050817 | 65.6742
1995-06-27 20:00 | 327.7402 | 157.5986 | 0.025389 | 57.8476 | 0.65 | 1.4415 | 11.1594 | 17.1033 | 0 | 0.050817 | 51.4608
1995-06-27 21:00 | 335.8281 | 157.9686 | 0.00048068 | 59.736 | 0 | 1.4433 | 11.2537 | 17.1681 | 0 | 0.050817 | 28.1377
1995-06-27 22:00 | 329.5444 | 150.5247 | 0 | 63.8767 | 0 | 1.4412 | 10.8724 | 17.1645 | 0 | 0.050817 | 79.0501
1995-06-27 23:00 | 321.2053 | 145.0922 | 0 | 51.6993 | 0 | 1.4416 | 10.5491 | 17.107 | 0 | 0.050817 | 67.0692
1995-06-28 | 305.2572 | 141.7894 | 0.0021104 | 80.6153 | 0 | 1.4362 | 11.1314 | 17.1015 | 0.052253 | 0.050817 | 59.0547
1995-06-28 01:00 | 288.0328 | 137.1413 | 0.020689 | 72.5721 | 0 | 1.4363 | 10.3172 | 17.0593 | 0.052253 | 0.050817 | 65.1201
1995-06-28 02:00 | 269.8796 | 132.7482 | 0.20639 | 81.0959 | 0.26712 | 1.4362 | 10.7937 | 17.0576 | 0.052253 | 0.050817 | 66.4059
1995-06-28 03:00 | 253.8596 | 128.2655 | 0.91156 | 62.1392 | 0.12498 | 1.436 | 10.5187 | 17.0508 | 0.052253 | 0.050817 | 82.9006
1995-06-28 04:00 | 234.8535 | 123.0586 | 16.1558 | 59.3471 | 1.6 | 1.4357 | 10.5806 | 17.0668 | 0.052253 | 0.042051 | 78.9187
1995-06-28 05:00 | 214.856 | 117.3059 | 90.9953 | 53.4261 | 1.6 | 1.4407 | 10.3244 | 17.098 | 0.052253 | 0.0042866 | 33.064
1995-06-28 06:00 | 185.0805 | 111.8903 | 260.0501 | 41.7838 | 0.19329 | 1.4429 | 9.9033 | 17.2492 | 0.052253 | 0.0042866 | 13.7129
1995-06-28 07:00 | 151.9139 | 106.6635 | 482.9064 | 42.3364 | 0 | 1.4426 | 10.4992 | 17.3719 | 0.052253 | 0.0042866 | 4.1811
1995-06-28 08:00 | 138.8368 | 105.3872 | 628.1254 | 36.3368 | 0 | 1.443 | 10.1453 | 17.3733 | 0.052253 | 0.0042866 | 0.95231
1995-06-28 09:00 | 116.9349 | 106.1909 | 770.1934 | 36.2072 | 0 | 1.4436 | 9.623 | 17.3404 | 0 | 0.0042866 | 0.20451
1995-06-28 10:00 | 112.904 | 103.3882 | 806.4592 | 30.6281 | 0 | 1.4443 | 9.5348 | 17.4008 | 0 | 0.0042866 | 0.78961
1995-06-28 11:00 | 124.4401 | 112.8206 | 827.011 | 30.5526 | 0 | 1.445 | 9.3925 | 17.3639 | 0 | 0.0042866 | 0.55577
1995-06-28 12:00 | 133.7435 | 120.0663 | 821.1863 | 27.8142 | 0 | 1.4457 | 9.2458 | 17.4123 | 0 | 0.0042866 | 0.23384
1995-06-28 13:00 | 145.4554 | 137.3475 | 793.3663 | 35.8501 | 0 | 1.4509 | 9.2588 | 17.3882 | 0 | 0.0042866 | 0.036061
1995-06-28 14:00 | 171.3789 | 157.3486 | 714.7915 | 33.2967 | 0 | 1.4411 | 9.2184 | 17.2433 | 0 | 0.0042866 | 0.55448
1995-06-28 15:00 | 191.1626 | 171.131 | 591.0908 | 33.9142 | 0 | 1.4383 | 9.2715 | 17.5098 | 0 | 0.0042866 | 1.4233
1995-06-28 16:00 | 215.4135 | 185.5266 | 429.0301 | 34.8014 | 0 | 1.4397 | 9.4387 | 17.4216 | 0.052253 | 0.0042866 | 5.9502
1995-06-28 17:00 | 219.3084 | 195.8587 | 251.5993 | 34.2384 | 0 | 1.4295 | 10.2998 | 17.5536 | 0.052253 | 0.0042866 | 28.883
1995-06-28 18:00 | 227.5748 | 202.3822 | 89.6909 | 35.8572 | 0 | 1.4295 | 11.3362 | 17.3967 | 0.052253 | 0.0042866 | 63.7636
1995-06-28 19:00 | 243.213 | 207.9309 | 11.0256 | 58.711 | 0 | 1.4272 | 11.8327 | 17.4384 | 0.052253 | 0.0042866 | 64.8526
1995-06-28 20:00 | 254.3446 | 211.2278 | 0.023546 | 56.9047 | 5.9642 | 1.419 | 12.5008 | 17.3776 | 0.052253 | 0.0042866 | 71.5394
1995-06-28 21:00 | 253.1622 | 209.2387 | 0 | 56.5512 | 15.141 | 1.4098 | 13.4015 | 17.4095 | 0.052253 | 0.0042866 | 60.5078
1995-06-28 22:00 | 243.827 | 202.1805 | 0 | 66.7298 | 15.209 | 1.4101 | 12.7948 | 17.3015 | 0.052253 | 0.0042866 | 60.2825
1995-06-28 23:00 | 241.0299 | 195.0897 | 0 | 47.506 | 15.209 | 1.4104 | 12.3392 | 17.1653 | 0.052253 | 0.0042866 | 68.8096
1995-06-29 | 239.7241 | 189.1959 | 0 | 62.8513 | 16.5426 | 1.4105 | 42.5416 | 17.144 | 0.085582 | 1.8282 | 55.8518
1995-06-29 01:00 | 232.6883 | 182.3674 | 0.0092284 | 66.0092 | 16.0981 | 1.4107 | 32.4481 | 17.0982 | 0.074329 | 1.8282 | 48.1339
1995-06-29 02:00 | 233.2774 | 178.4399 | 0.13175 | 63.3003 | 16.0981 | 1.4108 | 20.3488 | 17.2529 | 0.074329 | 1.8282 | 60.6268
1995-06-29 03:00 | 229.672 | 170.4094 | 0.91671 | 56.0494 | 16.0981 | 1.4107 | 21.0476 | 17.0573 | 0.11941 | 1.8282 | 83.7217
1995-06-29 04:00 | 227.0908 | 165.8961 | 15.2291 | 39.3921 | 16.0981 | 1.4105 | 24.0534 | 17.0549 | 0.11941 | 1.8282 | 66.5101
1995-06-29 05:00 | 222.1605 | 163.6787 | 85.6764 | 33.186 | 16.0981 | 1.4101 | 17.7071 | 17.2512 | 0.11941 | 1.8123 | 49.2695
1995-06-29 06:00 | 189.7731 | 161.2363 | 253.9502 | 31.2351 | 16.0981 | 1.4098 | 17.671 | 17.227 | 0.0605 | 1.8123 | 17.6361
1995-06-29 07:00 | 154.3366 | 156.3706 | 466.2802 | 30.8641 | 16.0981 | 1.4097 | 14.9921 | 17.5382 | 0.0605 | 0.0042866 | 0.75442
1995-06-29 08:00 | 129.7413 | 154.1287 | 661.5432 | 33.176 | 3.177 | 1.4097 | 15.239 | 17.4133 | 0.0605 | 0.0042866 | 2.9262
1995-06-29 09:00 | 126.3324 | 148.1286 | 785.4777 | 30.1033 | 0.88907 | 1.4099 | 12.0479 | 17.3998 | 0.0605 | 0 | 0
1995-06-29 10:00 | 120.08 | 122.6928 | 788.5976 | 29.0637 | 0.88907 | 1.4102 | 11.602 | 17.3451 | 0.0605 | 0 | 0.17538
1995-06-29 11:00 | 130.0277 | 126.3718 | 851.2432 | 22.609 | 0.88907 | 1.4535 | 11.1703 | 17.3866 | 0.0605 | 0 | 0.13136
1995-06-29 12:00 | 136.0682 | 127.221 | 788.0165 | 25.8453 | 0.88907 | 1.4825 | 10.3797 | 17.3904 | 0.0605 | 0 | 0
1995-06-29 13:00 | 144.8788 | 124.0619 | 825.5535 | 29.0942 | 0.88907 | 1.4825 | 12.973 | 17.3949 | 0.0605 | 0 | 0.53577
1995-06-29 14:00 | 153.6084 | 123.316 | 706.1064 | 31.0298 | 0.88907 | 1.4822 | 11.4536 | 17.4362 | 0.0605 | 0 | 0.15123
1995-06-29 15:00 | 176.9378 | 126.6445 | 590.2837 | 30.823 | 0.88907 | 1.4888 | 12.0167 | 17.6387 | 0.13891 | 0 | 1.0129
1995-06-29 16:00 | 178.8006 | 124.6872 | 464.7433 | 37.2164 | 16.0981 | 1.4942 | 15.7377 | 17.5265 | 0.13891 | 0.0042866 | 7.399
1995-06-29 17:00 | 184.7655 | 127.2983 | 258.7746 | 34.1659 | 16.0981 | 1.4942 | 22.5393 | 17.7233 | 0.13891 | 0.0042866 | 32.9765
1995-06-29 18:00 | 191.7652 | 126.7587 | 90.3727 | 51.421 | 16.0981 | 1.4941 | 74.9311 | 17.7053 | 0.44636 | 2.0963 | 56.9103
1995-06-29 19:00 | 196.7403 | 125.0551 | 9.9746 | 67.3804 | 16.0981 | 1.4942 | 90.2707 | 17.7377 | 0.44636 | 2.0963 | 58.0168
1995-06-29 20:00 | 203.0418 | 122.643 | 0.05037 | 76.6105 | 16.0981 | 1.4944 | 93.4764 | 17.7218 | 0.44636 | 2.0963 | 52.3706
1995-06-29 21:00 | 198.2232 | 118.9657 | 0 | 87.5375 | 16.0981 | 1.4878 | 87.7756 | 17.7504 | 0.44636 | 2.0963 | 51.6471
1995-06-29 22:00 | 187.0963 | 112.9947 | 0 | 80.774 | 16.0981 | 1.4886 | 87.5779 | 17.6791 | 0.44636 | 2.0963 | 65.1972
1995-06-29 23:00 | 173.6392 | 103.1485 | 0 | 70.5843 | 16.0981 | 1.4886 | 107.9016 | 17.5593 | 0.42421 | 2.0963 | 76.3213
1995-06-30 | 164.653 | 90.3188 | 0 | 88.669 | 16.7481 | 1.4886 | 66.056 | 17.427 | 0.60281 | 2.1209 | 53.7347
1995-06-30 01:00 | 152.0746 | 77.797 | 0.0086376 | 97.0031 | 16.7481 | 1.4827 | 65.8084 | 17.3863 | 0.61406 | 2.1047 | 53.5816
1995-06-30 02:00 | 140.7506 | 68.5436 | 0.16615 | 91.8446 | 16.7481 | 1.4825 | 65.9623 | 17.3552 | 0.63621 | 2.1043 | 66.171
1995-06-30 03:00 | 131.3337 | 62.1379 | 0.76868 | 84.6669 | 16.7481 | 1.4821 | 66.1389 | 17.3313 | 0.63621 | 2.1204 | 92.7611
1995-06-30 04:00 | 122.7366 | 59.0739 | 17.1053 | 75.902 | 16.7481 | 1.5112 | 66.9693 | 17.3047 | 0.63621 | 2.11 | 70.7432
1995-06-30 05:00 | 105.277 | 58.294 | 94.2906 | 61.607 | 16.7481 | 1.5106 | 41.7605 | 17.319 | 0.4879 | 2.0497 | 47.479
1995-06-30 06:00 | 88.2484 | 57.8347 | 268.4614 | 37.2664 | 16.7481 | 1.5103 | 28.33 | 17.4301 | 0.43546 | 1.8279 | 33.2408
1995-06-30 07:00 | 76.5753 | 55.7911 | 496.313 | 33.8581 | 16.7481 | 1.5101 | 23.995 | 17.5826 | 0.39646 | 0.56929 | 0.78366
1995-06-30 08:00 | 69.7454 | 52.5746 | 698.0429 | 33.0128 | 16.7481 | 1.4995 | 13.9922 | 17.6179 | 0.13066 | 0 | 0.10502
1995-06-30 09:00 | 67.5977 | 48.4525 | 814.6011 | 29.641 | 16.7481 | 1.4998 | 13.9276 | 17.6381 | 0.13066 | 0 | 0
1995-06-30 10:00 | 69.4126 | 39.3364 | 862.5328 | 31.9121 | 16.7481 | 1.5002 | 13.7404 | 17.5967 | 0.13066 | 0 | 0.43401
1995-06-30 11:00 | 70.8891 | 41.9798 | 898.3858 | 27.6593 | 16.7481 | 1.5006 | 13.695 | 17.6357 | 0.13066 | 0 | 0.20889
1995-06-30 12:00 | 77.2758 | 48.2416 | 845.7553 | 28.1104 | 16.7481 | 1.501 | 13.5227 | 17.5742 | 0.13066 | 0 | 0.11954
1995-06-30 13:00 | 80.05 | 51.9749 | 834.5684 | 29.3636 | 16.7481 | 1.501 | 13.3396 | 17.5709 | 0.13066 | 0 | 0.056506
1995-06-30 14:00 | 97.4056 | 54.2011 | 701.9553 | 33.3829 | 16.7481 | 1.5013 | 13.2 | 17.6226 | 0.13066 | 0 | 0.13929
1995-06-30 15:00 | 102.9939 | 57.7601 | 622.553 | 35.4146 | 16.7481 | 1.5013 | 13.2466 | 17.7089 | 0.13066 | 0 | 0.20111
1995-06-30 16:00 | 106.1584 | 61.3124 | 462.8338 | 34.7662 | 16.7481 | 1.5012 | 13.8435 | 17.5622 | 0.13066 | 0 | 4.9047
1995-06-30 17:00 | 115.1126 | 67.2452 | 255.5192 | 40.8012 | 16.7481 | 1.5005 | 30.4245 | 17.7168 | 0.42989 | 0.24173 | 16.011
1995-06-30 18:00 | 108.2614 | 75.4792 | 90.233 | 58.9491 | 16.7481 | 1.5071 | 66.6024 | 17.7114 | 0.5441 | 2.0497 | 62.5025
1995-06-30 19:00 | 108.007 | 86.3919 | 10.1575 | 71.8754 | 16.7481 | 1.5072 | 65.5997 | 17.7347 | 0.52195 | 2.0497 | 88.0973
1995-06-30 20:00 | 109.4305 | 99.5625 | 0.057557 | 78.6441 | 16.7481 | 1.5074 | 67.3125 | 17.7126 | 0.52195 | 2.0497 | 126.0985
1995-06-30 21:00 | 111.3826 | 112.6477 | 0 | 77.7737 | 16.7481 | 1.5008 | 72.1119 | 17.7207 | 0.52195 | 2.0497 | 80.2935
1995-06-30 22:00 | 110.45 | 117.1338 | 0 | 83.7711 | 16.7481 | 1.5017 | 72.4271 | 17.645 | 0.52195 | 2.0497 | 82.4695
1995-06-30 23:00 | 111.592 | 119.7289 | 0 | 67.4125 | 16.7481 | 1.5017 | 72.755 | 17.5772 | 0.5441 | 2.0497 | 68.035
1995-07-01 | 126.8181 | 125.0965 | 0.002702 | 91.0095 | 18.3481 | 2.1283 | 116.5592 | 17.488 | 0.85877 | 4.9947 | 59.3928
1995-07-01 01:00 | 134.3771 | 131.0831 | 0.013577 | 77.2483 | 18.3481 | 2.1273 | 117.2845 | 17.4311 | 0.85877 | 4.7154 | 36.0659
1995-07-01 02:00 | 143.7995 | 136.392 | 0.1949 | 68.4642 | 18.3481 | 2.1279 | 94.1369 | 17.4199 | 0.85877 | 2.2297 | 46.9493
1995-07-01 03:00 | 149.5975 | 145.5305 | 1.0727 | 58.3572 | 18.3481 | 1.524 | 91.8168 | 17.4191 | 1.0161 | 2.0963 | 51.2615
1995-07-01 04:00 | 152.7929 | 158.2709 | 17.349 | 45.5449 | 18.3481 | 1.5236 | 51.872 | 17.3973 | 1.037 | 1.8282 | 47.7611
1995-07-01 05:00 | 144.5108 | 164.6172 | 93.4416 | 36.3702 | 18.3481 | 1.523 | 24.3437 | 17.4296 | 0.60266 | 1.8282 | 50.3062
1995-07-01 06:00 | 132.2898 | 165.0127 | 257.1569 | 25.9697 | 16.7481 | 1.5227 | 17.2667 | 17.5926 | 0.13066 | 0.0042866 | 16.0177
1995-07-01 07:00 | 116.9842 | 159.4281 | 462.3529 | 28.5997 | 16.7481 | 1.5224 | 11.3237 | 17.7113 | 0.027917 | 0.0042866 | 10.3329
1995-07-01 08:00 | 103.695 | 152.344 | 646.8591 | 23.0329 | 1.5391 | 1.5225 | 7.0008 | 17.6823 | 0.027917 | 0.0042866 | 0
1995-07-01 09:00 | 88.4449 | 143.2089 | 752.5792 | 25.444 | 0 | 1.5466 | 6.599 | 17.3935 | 0 | 0.0042866 | 0
1995-07-01 10:00 | 82.4402 | 111.7925 | 809.6705 | 22.6256 | 1.5391 | 1.5435 | 6.2568 | 17.6269 | 0.027917 | 0.0042866 | 0.90305
1995-07-01 11:00 | 92.105 | 102.8964 | 794.8453 | 23.4774 | 1.5391 | 1.544 | 6.2341 | 17.6708 | 0.027917 | 0.0042866 | 0
1995-07-01 12:00 | 105.8566 | 99.8942 | 781.0409 | 26.2152 | 1.5391 | 1.5065 | 6.1915 | 17.6892 | 0.027917 | 0.0042866 | 0
1995-07-01 13:00 | 113.884 | 101.2824 | 740.3779 | 30.3013 | 1.5391 | 1.5065 | 6.782 | 17.3866 | 0.027917 | 0.0042866 | 0
1995-07-01 14:00 | 115.2505 | 102.2359 | 714.2605 | 29.8567 | 1.5391 | 1.5068 | 6.7665 | 17.6525 | 0.027917 | 0.0042866 | 0
1995-07-01 15:00 | 132.0922 | 107.2823 | 591.6753 | 32.8518 | 1.5391 | 1.5068 | 9.3003 | 17.669 | 0.011253 | 0.0042866 | 2.9495
1995-07-01 16:00 | 151.5126 | 109.4741 | 435.6015 | 32.7621 | 17.1282 | 1.5059 | 20.4197 | 17.7869 | 0.61789 | 0.015532 | 11.6819
1995-07-01 17:00 | 148.2188 | 109.3482 | 249.7958 | 33.5791 | 18.3481 | 1.5004 | 25.3785 | 17.785 | 0.78521 | 0.0090823 | 19.0588
1995-07-01 18:00 | 143.8047 | 107.3823 | 90.2721 | 35.2407 | 18.3481 | 1.5003 | 48.2883 | 17.7481 | 1.3554 | 0.81505 | 51.8052
1995-07-01 19:00 | 146.8813 | 102.7393 | 10.6218 | 48.2 | 18.3481 | 2.147 | 89.4955 | 17.7645 | 1.3985 | 6.0324 | 63.2164
1995-07-01 20:00 | 150.9841 | 95.1981 | 0.060149 | 66.4499 | 18.3481 | 2.1318 | 98.5533 | 17.7648 | 1.3817 | 8.9598 | 53.2057
1995-07-01 21:00 | 146.7552 | 87.198 | 0.00019824 | 70.6086 | 18.3481 | 2.1133 | 113.7723 | 17.7875 | 1.3985 | 11.4363 | 24.2006
1995-07-01 22:00 | 144.9208 | 73.933 | 0 | 68.8097 | 18.3481 | 2.1031 | 96.8374 | 17.7251 | 1.3817 | 13.7288 | 31.523
1995-07-01 23:00 | 135.7186 | 63.3189 | 0 | 79.0802 | 18.3481 | 2.0969 | 111.173 | 17.6271 | 1.3817 | 11.4209 | 14.9213
1995-07-02 | 129.2186 | 55.4617 | 0.0020803 | 97.0903 | 18.3481 | 2.0943 | 107.9932 | 17.4771 | 1.3622 | 6.2639 | 49.6261
1995-07-02 01:00 | 124.6775 | 51.4927 | 0.020029 | 87.0507 | 18.3481 | 2.0936 | 91.9463 | 17.4623 | 1.3622 | 6.2625 | 71.1227
1995-07-02 02:00 | 119.7735 | 47.7123 | 0.2323 | 91.7012 | 18.3481 | 2.0929 | 91.8228 | 17.4118 | 1.3622 | 6.6279 | 61.9613
1995-07-02 03:00 | 116.3928 | 45.3113 | 1.1672 | 87.2811 | 18.3481 | 2.0927 | 90.6019 | 17.3989 | 1.3622 | 6.2173 | 51.448
1995-07-02 04:00 | 110.5295 | 43.7317 | 16.028 | 70.4525 | 18.3481 | 2.0946 | 90.9899 | 17.4162 | 1.3622 | 6.8218 | 72.965
1995-07-02 05:00 | 98.3145 | 40.1047 | 86.792 | 74.901 | 18.3481 | 2.1005 | 88.1065 | 17.3646 | 1.379 | 7.6066 | 53.4588
1995-07-02 06:00 | 84.3809 | 36.2833 | 248.3708 | 60.5655 | 18.3481 | 2.1075 | 76.5704 | 17.5624 | 1.3622 | 6.2003 | 37.485
1995-07-02 07:00 | 72.3877 | 33.5633 | 454.0201 | 39.3462 | 18.3481 | 2.1188 | 68.3813 | 17.6947 | 1.3989 | 2.0338 | 9.3532
1995-07-02 08:00 | 72.3186 | 30.9124 | 628.6064 | 31.2002 | 18.3481 | 2.1304 | 65.5105 | 17.7338 | 1.3989 | 0.22577 | 0.16194
1995-07-02 09:00 | 70.9196 | 29.8215 | 754.3192 | 27.3039 | 18.3481 | 2.1269 | 63.9986 | 17.6657 | 1.3989 | 0.22577 | 0
1995-07-02 10:00 | 78.8204 | 25.2982 | 797.3749 | 21.9827 | 18.3481 | 2.122 | 61.1588 | 17.697 | 1.444 | 0.22577 | 0.079355
1995-07-02 11:00 | 67.5941 | 26.1808 | 838.314 | 31.7814 | 18.3481 | 2.1143 | 53.0093 | 17.5953 | 1.4219 | 0.22577 | 0.043227
1995-07-02 12:00 | 82.1707 | 28.4574 | 833.875 | 24.0035 | 18.3481 | 2.1179 | 60.7096 | 17.5742 | 1.4219 | 0.22577 | 0.21903
1995-07-02 13:00 | 95.5317 | 29.0965 | 790.6283 | 22.6224 | 18.3481 | 2.1195 | 60.7192 | 17.5668 | 1.4428 | 0.22577 | 0.24558
1995-07-02 14:00 | 149.1585 | 29.6551 | 667.8211 | 32.6878 | 18.3481 | 2.1237 | 59.2318 | 17.6441 | 1.4428 | 0.22577 | 0.86638
1995-07-02 15:00 | 163.3136 | 31.5505 | 543.4741 | 34.7254 | 18.3481 | 2.1229 | 64.4629 | 17.7026 | 1.4385 | 0.22577 | 4.5773
1995-07-02 16:00 | 177.4826 | 35.1777 | 381.5123 | 46.5806 | 18.3481 | 2.1194 | 59.388 | 17.7193 | 1.5114 | 1.244 | 19.4283
1995-07-02 17:00 | 169.814 | 39.8868 | 219.6964 | 52.0056 | 18.3481 | 2.1151 | 81.0489 | 17.6366 | 1.5114 | 7.158 | 63.7533
1995-07-02 18:00 | 181.8011 | 47.1234 | 81.9656 | 68.2663 | 18.3481 | 2.1271 | 83.9949 | 17.698 | 1.4919 | 9.9757 | 85.4512
1995-07-02 19:00 | 193.1409 | 56.1003 | 11.1741 | 85.1809 | 18.3481 | 2.1172 | 81.4462 | 17.6978 | 1.4919 | 11.0975 | 81.3298
1995-07-02 20:00 | 208.8291 | 65.5732 | 0.05613 | 100.0625 | 18.3481 | 1.4921 | 81.675 | 17.7199 | 1.4919 | 12.9641 | 69.4252
1995-07-02 21:00 | 213.0672 | 75.8968 | 0 | 80.3152 | 18.3481 | 1.492 | 80.9408 | 17.6997 | 1.4919 | 8.6486 | 60.2582
1995-07-02 22:00 | 230.7863 | 85.971 | 0 | 86.0595 | 18.3481 | 1.493 | 82.1208 | 17.6184 | 1.5087 | 9.1115 | 43.4629
1995-07-02 23:00 | 237.3624 | 88.0074 | 0 | 73.0704 | 18.3481 | 1.4936 | 82.359 | 17.5313 | 1.5087 | 6.2628 | 42.3022
1995-07-03 | 243.8744 | 88.1544 | 0.00073439 | 62.1592 | 18.3481 | 1.4936 | 37.5761 | 17.4274 | 1.5087 | 0.85326 | 27.1461
1995-07-03 01:00 | 248.9389 | 90.7743 | 0.011202 | 62.3961 | 18.3481 | 1.4937 | 36.872 | 17.3599 | 1.4878 | 0.85326 | 14.6426
1995-07-03 02:00 | 249.3271 | 90.9105 | 0.17087 | 75.8037 | 18.3481 | 1.4829 | 32.0275 | 17.2995 | 1.4878 | 0.85326 | 19.2224
1995-07-03 03:00 | 251.7962 | 87.4566 | 1.0173 | 63.7815 | 18.3481 | 1.4822 | 31.0451 | 17.2676 | 1.4878 | 0.80673 | 27.5756
1995-07-03 04:00 | 246.3207 | 84.318 | 14.7846 | 52.9669 | 18.3481 | 1.4815 | 30.9649 | 17.2928 | 1.3508 | 0.80673 | 39.3454
1995-07-03 05:00 | 236.0182 | 88.0988 | 81.5019 | 56.2155 | 18.3481 | 1.4803 | 25.0963 | 17.2668 | 1.4878 | 0.80673 | 21.7359
1995-07-03 06:00 | 220.9446 | 91.085 | 205.2036 | 51.2146 | 18.3481 | 1.4804 | 27.1004 | 17.3347 | 1.5008 | 0.79077 | 6.0175
1995-07-03 07:00 | 214.8366 | 87.6848 | 363.7715 | 31.4601 | 18.3481 | 1.4807 | 25.5519 | 17.3178 | 1.5255 | 0.22577 | 4.6778
1995-07-03 08:00 | 215.7291 | 80.8968 | 502.2875 | 37.6148 | 18.3481 | 1.4837 | 24.9507 | 17.3767 | 1.4107 | 0.22577 | 0
1995-07-03 09:00 | 226.8114 | 78.6248 | 606.4896 | 26.5368 | 18.3481 | 1.4843 | 25.4297 | 17.3592 | 1.4107 | 0.22577 | 1.2701
1995-07-03 10:00 | 212.0387 | 77.9161 | 688.3776 | 26.7559 | 18.3481 | 1.4853 | 26.8527 | 17.3565 | 1.4107 | 0.22577 | 0.021636
1995-07-03 11:00 | 228.3701 | 79.1643 | 707.7568 | 27.6599 | 18.3481 | 1.4852 | 25.5944 | 17.3581 | 1.4328 | 0.22577 | 2.6975
1995-07-03 12:00 | 232.8958 | 80.1194 | 700.4882 | 29.8243 | 18.3481 | 1.4856 | 25.4922 | 17.3211 | 1.4328 | 0.22577 | 0
1995-07-03 13:00 | 250.087 | 79.6225 | 652.2547 | 31.2785 | 18.3481 | 1.4851 | 25.298 | 17.2196 | 1.4328 | 0.22577 | 0.20315
1995-07-03 14:00 | 264.0915 | 80.245 | 576.4894 | 25.1509 | 18.3481 | 1.4854 | 25.3956 | 17.306 | 1.4107 | 0.22577 | 6.3059
1995-07-03 15:00 | 296.0476 | 88.5156 | 447.0345 | 26.5279 | 18.3481 | 1.4855 | 25.5802 | 17.3071 | 1.4302 | 0.22577 | 9.0301
1995-07-03 16:00 | 293.2526 | 96.6482 | 312.2358 | 36.4457 | 18.3481 | 1.4843 | 24.9844 | 17.2722 | 1.2755 | 0.22577 | 9.2796
1995-07-03 17:00 | 295.9621 | 107.8295 | 175.0525 | 42.0741 | 18.3481 | 1.4977 | 27.6251 | 17.3848 | 1.2587 | 0.22577 | 39.5733
1995-07-03 18:00 | 297.4591 | 123.8999 | 77.0532 | 46.0539 | 18.3481 | 1.4991 | 27.8244 | 17.4685 | 1.2808 | 0.28826 | 52.7871
1995-07-03 19:00 | 290.0252 | 132.8644 | 11.7029 | 54.2896 | 18.3481 | 1.4989 | 31.8606 | 17.4775 | 1.2431 | 0.85326 | 53.1127
1995-07-03 20:00 | 283.5281 | 138.8115 | 0.066886 | 59.2294 | 18.3481 | 1.5185 | 34.7334 | 17.4493 | 1.2378 | 2.0963 | 36.0116
1995-07-03 21:00 | 276.0607 | 141.6242 | 0 | 65.4344 | 18.3481 | 1.5191 | 36.08 | 17.429 | 1.2378 | 2.0963 | 20.7627
1995-07-03 22:00 | 278.6154 | 137.2825 | 0 | 77.2971 | 18.3481 | 1.5165 | 31.4167 | 17.3034 | 1.2378 | 2.0963 | 31.0134
1995-07-03 23:00 | 272.81 | 139.3296 | 0 | 59.4028 | 18.3481 | 1.5166 | 40.4818 | 17.2765 | 1.2378 | 2.0963 | 57.1523
1995-07-04 | 262.2544 | 141.2903 | 0.0020827 | 67.9114 | 16.7481 | 1.5166 | 47.6553 | 17.1707 | 0.44076 | 1.8748 | 22.4986
1995-07-04 01:00 | 257.4915 | 148.896 | 0.017162 | 56.3968 | 16.7481 | 1.5166 | 48.8833 | 17.1377 | 0.44076 | 1.8748 | 17.4074
1995-07-04 02:00 | 258.6516 | 153.1845 | 0.18653 | 48.1056 | 16.7481 | 1.5164 | 48.4984 | 17.1402 | 0.44076 | 1.8748 | 30.2898
1995-07-04 03:00 | 258.5179 | 155.0982 | 0.85948 | 47.2646 | 16.7481 | 1.4957 | 47.7737 | 17.1428 | 0.44076 | 1.8748 | 39.829
1995-07-04 04:00 | 256.7026 | 156.0291 | 13.5193 | 42.3254 | 16.7481 | 1.4951 | 37.6493 | 17.1119 | 0.44076 | 1.8748 | 25.8264
1995-07-04 05:00 | 244.4311 | 165.0649 | 76.291 | 30.8589 | 16.7481 | 1.4943 | 25.1533 | 17.1075 | 0.44076 | 1.8282 | 16.5102
1995-07-04 06:00 | 226.7236 | 188.3113 | 195.6324 | 24.7919 | 15.209 | 1.4962 | 9.1234 | 17.1614 | 0.3101 | 0.56929 | 7.2193
1995-07-04 07:00 | 221.2557 | 193.8801 | 359.121 | 26.3129 | 15.209 | 1.4861 | 9.0079 | 17.1521 | 0 | 0.0042866 | 1.2686
1995-07-04 08:00 | 222.9943 | 193.1914 | 499.481 | 25.5405 | 15.209 | 1.4862 | 9.1578 | 17.1759 | 0 | 0.0042866 | 0
1995-07-04 09:00 | 225.0795 | 190.75 | 596.6316 | 17.6537 | 9.2466 | 1.4867 | 9.0699 | 17.1996 | 0 | 0.0042866 | 0
1995-07-04 10:00 | 216.6794 | 184.8991 | 668.7874 | 29.177 | 0 | 1.4874 | 9.0127 | 17.1666 | 0 | 0.0042866 | 0.17627
1995-07-04 11:00 | 230.0893 | 184.333 | 702.2803 | 22.9304 | 0 | 1.4882 | 8.7245 | 17.0589 | 0 | 0.0042866 | 0
1995-07-04 12:00 | 217.2528 | 181.7034 | 722.5825 | 24.1179 | 0 | 1.4889 | 7.8738 | 17.1242 | 0 | 0.0042866 | 0.21913
1995-07-04 13:00 | 200.4503 | 182.1398 | 674.2497 | 19.6126 | 0 | 1.489 | 7.6776 | 16.897 | 0 | 0.0042866 | 0
1995-07-04 14:00 | 244.9792 | 186.4707 | 621.6042 | 16.9595 | 0 | 1.4895 | 8.3722 | 17.1047 | 0 | 0.0042866 | 0
1995-07-04 15:00 | 247.6865 | 193.2663 | 483.5125 | 25.6242 | 5.5201 | 1.5141 | 8.5573 | 17.0928 | 0.13066 | 0.0042866 | 0
1995-07-04 16:00 | 257.8017 | 193.5809 | 367.2013 | 25.6119 | 16.7481 | 1.5068 | 9.764 | 17.0319 | 0.13066 | 0.0042866 | 3.9198
1995-07-04 17:00 | 285.1047 | 192.2646 | 217.7846 | 26.3097 | 16.7481 | 1.4903 | 10.4138 | 17.1995 | 0.13066 | 0.0042866 | 19.6076
1995-07-04 18:00 | 284.2084 | 189.7343 | 84.8921 | 30.2922 | 16.7481 | 1.4901 | 25.9525 | 17.3129 | 0.41861 | 0.066777 | 38.0018
1995-07-04 19:00 | 280.6551 | 184.0381 | 8.3754 | 36.6899 | 16.7481 | 1.4816 | 42.7982 | 17.2074 | 0.45761 | 1.8748 | 40.1252
1995-07-04 20:00 | 286.2091 | 182.1166 | 0.05343 | 47.7636 | 16.7481 | 1.4786 | 48.233 | 17.1577 | 0.47976 | 1.8748 | 50.9592
1995-07-04 21:00 | 288.7197 | 176.3831 | 0 | 43.9852 | 16.7481 | 1.4787 | 47.2782 | 17.2225 | 0.47976 | 1.8748 | 42.4609
1995-07-04 22:00 | 276.7432 | 162.0184 | 0 | 57.0261 | 16.7481 | 1.4789 | 47.0156 | 17.229 | 0.47976 | 1.8748 | 54.5967
1995-07-04 23:00 | 271.8816 | 153.4293 | 0 | 45.4238 | 16.7481 | 1.4862 | 46.8199 | 17.1891 | 0.47976 | 1.8748 | 49.8517
1995-07-05 | 266.1463 | 154.8354 | 0.0016477 | 59.3711 | 16.7481 | 1.5127 | 49.5484 | 17.0405 | 0.44076 | 1.8748 | 63.6613
1995-07-05 01:00 | 253.559 | 154.7037 | 0.012783 | 54.1453 | 16.7481 | 1.5126 | 49.5556 | 16.8057 | 0.39976 | 1.8748 | 64.9987
1995-07-05 02:00 | 243.058 | 145.9381 | 0.10916 | 54.5007 | 16.7481 | 1.5124 | 49.5509 | 16.8938 | 0.39976 | 1.8748 | 60.3707
1995-07-05 03:00 | 232.1527 | 140.9147 | 0.69994 | 39.124 | 16.7481 | 1.5112 | 37.0881 | 16.7618 | 0.39976 | 1.8748 | 77.0518
1995-07-05 04:00 | 217.3244 | 133.5827 | 14.1558 | 33.6473 | 16.7481 | 1.514 | 42.9563 | 16.7963 | 0.39976 | 1.8748 | 47.8719
1995-07-05 05:00 | 197.3936 | 133.9966 | 83.3359 | 38.7912 | 16.7481 | 1.5131 | 29.9254 | 16.8126 | 0.39976 | 1.8282 | 48.1288
1995-07-05 06:00 | 184.6054 | 132.755 | 226.9866 | 25.437 | 16.7481 | 1.5151 | 22.0571 | 16.9015 | 0.39976 | 0.58525 | 10.6044
1995-07-05 07:00 | 176.6429 | 137.071 | 420.2716 | 23.9664 | 16.7481 | 1.5124 | 22.179 | 17.1956 | 0.39976 | 0.56929 | 0.5076
1995-07-05 08:00 | 162.7952 | 128.7126 | 586.1934 | 25.5843 | 16.7481 | 1.5093 | 21.7061 | 16.9852 | 0.39976 | 0.0042866 | 0.090129
1995-07-05 09:00 | 173.1858 | 123.5112 | 698.8551 | 23.0542 | 16.3942 | 1.5096 | 21.2229 | 16.7682 | 0.089659 | 0.0042866 | 0
1995-07-05 10:00 | 149.3836 | 105.7991 | 743.0987 | 23.3755 | 12.4918 | 1.5101 | 21.2848 | 16.6471 | 0.089659 | 0.0042866 | 0.38953
1995-07-05 11:00 | 152.7468 | 103.212 | 751.8658 | 20.8999 | 16.7481 | 1.5106 | 21.1141 | 16.7615 | 0.089659 | 0.0042866 | 0
1995-07-05 12:00 | 147.0753 | 103.4455 | 765.1209 | 18.5842 | 14.963 | 1.5173 | 12.928 | 16.5969 | 0.089659 | 0.0042866 | 0.12735
1995-07-05 13:00 | 158.1646 | 112.7682 | 698.2923 | 22.6347 | 1.5391 | 1.5076 | 9.9385 | 16.6 | 0.089659 | 0.0042866 | 0
1995-07-05 14:00 | 157.3005 | 109.6272 | 661.5021 | 22.7101 | 7.3387 | 1.5077 | 9.9459 | 16.6614 | 0.089659 | 0.0042866 | 0.053121
1995-07-05 15:00 | 160.3022 | 113.9779 | 549.7733 | 26.0886 | 13.7028 | 1.5111 | 13.9326 | 17.1108 | 0.089659 | 0.0042866 | 1.1579
1995-07-05 16:00 | 163.4148 | 117.6649 | 411.88 | 25.683 | 16.7481 | 1.5109 | 15.5115 | 17.4109 | 0.089659 | 0.0042866 | 5.7029
1995-07-05 17:00 | 162.0348 | 127.8347 | 242.6377 | 26.7968 | 16.7481 | 1.5109 | 30.44 | 17.4246 | 0.44406 | 0.58494 | 30.0347
1995-07-05 18:00 | 155.5171 | 146.4535 | 91.4384 | 41.3369 | 16.7481 | 1.5107 | 44.6711 | 17.6599 | 0.44406 | 2.0494 | 74.3962
1995-07-05 19:00 | 158.5474 | 163.9145 | 9.2078 | 61.9124 | 16.7481 | 1.5109 | 57.3661 | 17.5257 | 0.44406 | 2.0494 | 83.691
1995-07-05 20:00 | 161.6287 | 176.9219 | 0.014181 | 56.0059 | 16.7481 | 1.5078 | 56.7201 | 17.5341 | 0.56644 | 2.0959 | 77.1214
1995-07-05 21:00 | 162.8928 | 190.5866 | 0 | 67.3756 | 16.7481 | 1.508 | 50.4842 | 17.7051 | 0.57959 | 2.0959 | 52.8419
1995-07-05 22:00 | 154.3944 | 199.5741 | 0 | 70.3066 | 16.7481 | 1.5024 | 49.1313 | 17.4351 | 0.57959 | 2.0959 | 45.5728
1995-07-05 23:00 | 156.8854 | 205.5153 | 0 | 49.9569 | 16.7481 | 1.5029 | 45.742 | 17.5536 | 0.57959 | 2.0959 | 56.2214
1995-07-06 | 162.9583 | 201.3995 | 0 | 81.4464 | 16.7481 | 1.5135 | 54.4843 | 17.4597 | 0.56834 | 2.0959 | 62.3517
1995-07-06 01:00 | 160.8546 | 192.2142 | 0.0044727 | 68.5089 | 17.1926 | 1.5134 | 63.4365 | 17.4387 | 0.56834 | 2.0959 | 37.8359
1995-07-06 02:00 | 163.8167 | 178.6058 | 0.1509 | 68.7541 | 17.1926 | 1.5133 | 61.1246 | 17.4944 | 0.56834 | 2.0959 | 39.9844
1995-07-06 03:00 | 164.037 | 167.3791 | 0.88145 | 52.3732 | 17.1926 | 1.5128 | 48.1664 | 17.468 | 0.56834 | 2.0494 | 59.4824
1995-07-06 04:00 | 158.6919 | 155.5692 | 14.5507 | 44.0667 | 17.1926 | 1.5114 | 47.2788 | 17.2946 | 0.56834 | 2.0494 | 64.2811
1995-07-06 05:00 | 144.517 | 144.8584 | 82.5927 | 42.4874 | 17.1926 | 1.5065 | 27.6533 | 17.5257 | 0.39979 | 1.8279 | 44.954
1995-07-06 06:00 | 128.2049 | 135.5856 | 229.1532 | 32.4948 | 17.1926 | 1.5061 | 15.6504 | 17.4229 | 0.38851 | 0.56929 | 19.7742
1995-07-06 07:00 | 117.8672 | 133.128 | 434.1457 | 33.8395 | 17.1926 | 1.5059 | 15.9086 | 17.7901 | 0.34343 | 0.56929 | 7.614
1995-07-06 08:00 | 102.3456 | 129.4046 | 625.2262 | 28.6955 | 17.1926 | 1.506 | 15.3746 | 17.6811 | 0.033329 | 0 | 0.64728
1995-07-06 09:00 | 100.4153 | 129.4928 | 757.7439 | 20.8181 | 1.9836 | 1.5062 | 14.5444 | 17.8971 | 0.033329 | 0 | 0.78692
1995-07-06 10:00 | 88.9142 | 127.2772 | 808.203 | 22.5702 | 1.9836 | 1.5067 | 14.4101 | 17.8383 | 0.033329 | 0 | 1.3002
1995-07-06 11:00 | 90.3096 | 141.4563 | 791.346 | 27.025 | 1.9836 | 1.5071 | 14.2577 | 17.6233 | 0.033329 | 0 | 0
1995-07-06 12:00 | 96.2194 | 150.5957 | 803.9628 | 22.4051 | 1.9836 | 1.5075 | 14.0479 | 17.59 | 0.033329 | 0 | 0
1995-07-06 13:00 | 100.5196 | 158.7639 | 725.6475 | 20.8443 | 1.9836 | 1.5076 | 14.0663 | 17.6781 | 0.033329 | 0 | 0.82905
1995-07-06 14:00 | 103.9963 | 169.5685 | 715.1826 | 23.2396 | 1.9836 | 1.5077 | 14.0251 | 17.7592 | 0.033329 | 0 | 0.928
1995-07-06 15:00 | 109.4223 | 177.2743 | 588.8703 | 20.3997 | 1.9836 | 1.5111 | 14.0569 | 17.8477 | 0.033329 | 0 | 0.3726
1995-07-06 16:00 | 120.9097 | 180.5938 | 438.5578 | 25.9036 | 15.5352 | 1.5109 | 14.7693 | 17.7338 | 0.033329 | 0 | 2.6187
1995-07-06 17:00 | 124.3197 | 177.1833 | 262.1371 | 25.5927 | 17.1926 | 1.5109 | 15.5175 | 17.823 | 0.27698 | 0.565 | 15.1395
1995-07-06 18:00 | 128.9407 | 174.2419 | 91.3862 | 37.1693 | 17.1926 | 1.5107 | 41.6334 | 17.7925 | 0.27698 | 2.0497 | 62.631
1995-07-06 19:00 | 143.6924 | 173.1579 | 8.281 | 58.3428 | 17.1926 | 1.5247 | 56.5169 | 17.7985 | 0.25483 | 2.0497 | 85.2941
1995-07-06 20:00 | 158.8662 | 171.0199 | 0.028196 | 65.8969 | 17.1926 | 1.5251 | 58.1209 | 17.8987 | 0.27698 | 2.0497 | 85.6954
1995-07-06 21:00 | 169.6341 | 166.7893 | 0 | 64.0909 | 17.1926 | 1.5252 | 59.4725 | 17.8525 | 0.47649 | 2.0497 | 55.4406
1995-07-06 22:00 | 154.416 | 158.7415 | 0 | 70.607 | 17.1926 | 1.5218 | 56.5374 | 17.7642 | 0.47649 | 2.0497 | 67.0951
1995-07-06 23:00 | 149.9261 | 152.1316 | 0 | 52.3734 | 17.1926 | 1.516 | 58.4264 | 17.6774 | 0.47649 | 2.0497 | 75.1499
1995-07-07 | 150.0706 | 146.2202 | 0.0010579 | 80.2275 | 17.1926 | 1.5167 | 78.7431 | 17.6143 | 0.48775 | 2.0497 | 55.0003
1995-07-07 01:00 | 143.1582 | 141.2272 | 0.014224 | 72.8472 | 17.1926 | 1.5166 | 81.5721 | 17.5525 | 0.52875 | 2.0497 | 51.9367
1995-07-07 02:00 | 141.5802 | 137.6909 | 0.11843 | 73.8968 | 17.1926 | 1.5165 | 80.4401 | 17.5286 | 0.5066 | 2.0497 | 44.1538
1995-07-07 03:00 | 141.4857 | 132.9996 | 0.75153 | 61.6032 | 17.1926 | 1.516 | 79.6875 | 17.5075 | 0.5066 | 2.0497 | 72.061
1995-07-07 04:00 | 137.6715 | 131.8571 | 14.2665 | 44.6472 | 17.1926 | 1.5154 | 75.512 | 17.4975 | 0.5066 | 2.0497 | 59.3714
1995-07-07 05:00 | 127.288 | 132.7059 | 81.3096 | 34.808 | 17.1926 | 1.5148 | 35.9878 | 17.487 | 0.52875 | 2.0497 | 50.6496
1995-07-07 06:00 | 108.3128 | 135.5029 | 240.9636 | 34.5474 | 17.1926 | 1.5042 | 16.9343 | 17.6022 | 0.52875 | 0.56929 | 8.6588
1995-07-07 07:00 | 93.8778 | 135.3148 | 451.4768 | 35.3118 | 16.5426 | 1.5237 | 14.9418 | 17.7329 | 0.32923 | 0.56929 | 4.1653
1995-07-07 08:00 | 88.3826 | 129.6156 | 663.9803 | 33.8707 | 1.3336 | 1.5238 | 13.4842 | 17.7845 | 0.085582 | 0 | 0
1995-07-07 09:00 | 87.0766 | 126.6803 | 786.0258 | 26.0932 | 1.3336 | 1.524 | 14.0466 | 17.807 | 0.085582 | 0 | 0.015237
1995-07-07 10:00 | 85.2213 | 115.6686 | 816.7534 | 19.6405 | 1.3336 | 1.5246 | 13.9717 | 17.7691 | 0.085582 | 0 | 0.74676
1995-07-07 11:00 | 84.3661 | 107.6166 | 848.6036 | 20.9761 | 1.3336 | 1.525 | 13.7238 | 17.6172 | 0.085582 | 0 | 0
1995-07-07 12:00 | 83.853 | 102.7996 | 795.9599 | 22.2066 | 1.3336 | 1.5255 | 13.545 | 17.6688 | 0.085582 | 0 | 0.13633
1995-07-07 13:00 | 91.0254 | 95.4153 | 805.8688 | 23.3538 | 1.3336 | 1.5256 | 13.4753 | 17.7152 | 0.085582 | 0 | 0.16194
1995-07-07 14:00 | 98.7277 | 89.1504 | 698.5833 | 31.7174 | 1.3336 | 1.5259 | 13.447 | 17.7492 | 0.085582 | 0 | 0.56662
1995-07-07 15:00 | 112.9062 | 83.2454 | 577.2127 | 29.7994 | 2.2405 | 1.5251 | 13.9551 | 17.702 | 0.085582 | 0 | 1.7131
1995-07-07 16:00 | 113.08 | 77.5542 | 436.1932 | 30.558 | 17.1926 | 1.5309 | 15.2733 | 17.8223 | 0.27382 | 0.0042866 | 9.0396
1995-07-07 17:00 | 118.4115 | 71.0124 | 239.9407 | 31.2768 | 17.1926 | 1.5367 | 30.8042 | 17.8329 | 0.53962 | 0.80673 | 25.923
1995-07-07 18:00 | 128.7764 | 65.2095 | 81.9425 | 46.8661 | 17.1926 | 1.5366 | 85.4874 | 17.8298 | 0.71059 | 2.0497 | 66.5827
1995-07-07 19:00 | 150.7207 | 58.8383 | 8.3971 | 53.3412 | 17.1926 | 1.5748 | 87.5153 | 17.8446 | 0.73274 | 2.0497 | 86.9839
1995-07-07 20:00 | 166.529 | 54.0308 | 0.055826 | 68.4774 | 17.1926 | 1.5692 | 91.1782 | 17.8437 | 0.73274 | 2.0497 | 45.8548
1995-07-07 21:00 | 176.203 | 53.3906 | 0 | 78.7255 | 17.1926 | 1.5694 | 85.3537 | 17.8133 | 0.71059 | 2.0497 | 50.6026
1995-07-07 22:00 | 172.9108 | 43.4951 | 0 | 72.2099 | 17.1926 | 1.5636 | 91.0456 | 17.7617 | 0.71059 | 2.0497 | 59.9823
1995-07-07 23:00 | 175.2168 | 43.1863 | 0 | 57.0798 | 17.1926 | 1.5644 | 87.0614 | 17.665 | 0.70917 | 2.0497 | 69.5404
1995-07-08 | 167.9767 | 43.6924 | 0.00010589 | 96.6619 | 17.1926 | 1.5643 | 15.8725 | 17.5853 | 0.052253 | 0.0042866 | 74.2323
1995-07-08 01:00 | 163.8871 | 44.4329 | 0.0036922 | 86.1027 | 17.1926 | 1.5642 | 15.1779 | 17.5198 | 0.052253 | 0.0042866 | 74.8519
1995-07-08 02:00 | 164.4151 | 47.3825 | 0.10635 | 102.362 | 16.7913 | 1.5641 | 14.8206 | 17.5058 | 0.052253 | 0.0042866 | 61.3981
1995-07-08 03:00 | 154.0812 | 47.8715 | 0.81588 | 103.2286 | 16.5426 | 1.5636 | 15.1755 | 17.5005 | 0.052253 | 0.0042866 | 71.5951
1995-07-08 04:00 | 155.3223 | 44.7563 | 13.2663 | 78.0766 | 16.5426 | 1.563 | 14.3048 | 17.4825 | 0.052253 | 0.0042866 | 61.826
1995-07-08 05:00 | 138.5192 | 39.4763 | 79.2295 | 70.056 | 16.5426 | 1.5624 | 14.2908 | 17.4948 | 0.052253 | 0.0042866 | 34.7575
1995-07-08 06:00 | 115.0427 | 33.8497 | 226.6282 | 41.7614 | 16.5426 | 1.5619 | 14.1434 | 17.204 | 0.052253 | 0.0042866 | 38.0645
1995-07-08 07:00 | 105.2299 | 29.3996 | 435.1049 | 32.368 | 13.5535 | 1.5617 | 14.0304 | 17.715 | 0.052253 | 0.0042866 | 3.2774
1995-07-08 08:00 | 85.0439 | 26.3461 | 628.5311 | 27.341 | 0 | 1.5618 | 12.8159 | 17.7074 | 0.052253 | 0.0042866 | 1.0075
1995-07-08 09:00 | 94.8319 | 24.5401 | 741.8192 | 31.363 | 0 | 1.562 | 9.2381 | 17.7045 | 0.052253 | 0.0042866 | 0
1995-07-08 10:00 | 81.9396 | 24.1019 | 763.8716 | 30.4029 | 0 | 1.5626 | 11.2188 | 17.6741 | 0.052253 | 0.0042866 | 0.31652
1995-07-08 11:00 | 101.7982 | 26.2047 | 772.5802 | 17.8012 | 0 | 1.5445 | 11.6241 | 17.6264 | 0.052253 | 0.0042866 | 0
1995-07-08 12:00 | 89.0057 | 29.0465 | 710.3385 | 22.4656 | 0 | 1.545 | 11.2442 | 17.6846 | 0.052253 | 0.0042866 | 0
1995-07-08 13:00 | 87.4119 | 36.6411 | 778.508 | 20.7756 | 0 | 1.545 | 9.4613 | 17.2379 | 0.052253 | 0.0042866 | 0.16194
1995-07-08 14:00 | 107.2146 | 51.1948 | 639.0385 | 24.2827 | 0 | 1.5453 | 10.5977 | 17.5159 | 0.052253 | 0.0042866 | 0.039532
1995-07-08 15:00 | 121.4692 | 73.1078 | 559.245 | 27.4611 | 0.6334 | 1.5407 | 12.2144 | 17.6962 | 0.052253 | 0.0042866 | 3.1939
1995-07-08 16:00 | 127.349 | 102.3986 | 402.0629 | 29.2198 | 1.3336 | 1.5406 | 13.4536 | 17.7137 | 0.052253 | 0.0042866 | 22.138
1995-07-08 17:00 | 141.0919 | 128.9792 | 234.0783 | 32.6285 | 1.3336 | 1.5398 | 12.9459 | 17.7001 | 0.052253 | 0.0042866 | 24.7707
1995-07-08 18:00 | 167.105 | 146.7808 | 79.0014 | 38.5932 | 1.3336 | 1.5459 | 13.8938 | 17.7039 | 0.052253 | 0.0042866 | 61.3917
1995-07-08 19:00 | 190.2247 | 158.875 | 8.1367 | 35.9591 | 16.5426 | 1.5398 | 15.4789 | 17.7577 | 0.052253 | 0.0042866 | 47.6103
1995-07-08 20:00 | 217.4942 | 165.5083 | 0.055542 | 38.1412 | 16.5426 | 1.5409 | 15.2485 | 17.7662 | 0.052253 | 0.050817 | 36.1545
1995-07-08 21:00 | 222.3724 | 171.3371 | 0 | 51.0066 | 16.5426 | 1.541 | 15.2967 | 17.7826 | 0.052253 | 0.050817 | 19.0499
1995-07-08 22:00 | 212.4913 | 180.4831 | 0 | 48.9392 | 16.5426 | 1.5069 | 14.916 | 17.4937 | 0.052253 | 0.050817 | 12.1661
1995-07-08 23:00 | 213.6468 | 182.357 | 0 | 42.9558 | 16.5426 | 1.507 | 15.5546 | 17.6588 | 0.052253 | 0.050817 | 7.0252
1995-07-09 | 207.4423 | 185.3573 | 0 | 62.0654 | 16.5426 | 1.5073 | 15.5977 | 17.5612 | 0.052253 | 0.050817 | 65.2326
1995-07-09 01:00 | 197.9331 | 187.2245 | 0.0043105 | 55.9021 | 16.5426 | 1.5078 | 15.5973 | 17.5117 | 0.052253 | 0.050817 | 67.3788
1995-07-09 02:00 | 188.6009 | 187.168 | 0.12016 | 56.0054 | 16.5426 | 1.5077 | 14.833 | 17.2844 | 0.052253 | 0.050817 | 65.941
1995-07-09 03:00 | 185.8612 | 186.4494 | 0.62673 | 48.9442 | 16.5426 | 1.5075 | 15.3731 | 17.2635 | 0.052253 | 0.050817 | 59.878
1995-07-09 04:00 | 179.2851 | 182.9295 | 11.252 | 44.9558 | 16.5426 | 1.5068 | 15.0099 | 17.2019 | 0.052253 | 0.050817 | 89.334
1995-07-09 05:00 | 171.832 | 180.8026 | 79.1538 | 45.8192 | 16.5426 | 1.5043 | 15.5512 | 17.5092 | 0.052253 | 0.0042866 | 47.2148
1995-07-09 06:00 | 145.9349 | 176.3382 | 233.5912 | 41.6677 | 16.5426 | 1.5027 | 14.584 | 17.3545 | 0.052253 | 0.0042866 | 23.4778
1995-07-09 07:00 | 106.3723 | 172.1418 | 459.5299 | 34.0683 | 16.5426 | 1.5167 | 14.0521 | 17.6732 | 0.052253 | 0.0042866 | 0.94164
1995-07-09 08:00 | 122.9389 | 164.4103 | 660.3951 | 24.0637 | 16.5426 | 1.5166 | 15.4572 | 17.5366 | 0.052253 | 0.0042866 | 0.1216
1995-07-09 09:00 | 112.226 | 160.8836 | 757.9009 | 38.4056 | 1.3336 | 1.5205 | 14.8843 | 17.7383 | 0.052253 | 0.0042866 | 0.21247
1995-07-09 10:00 | 105.0052 | 154.0586 | 827.6104 | 29.6465 | 16.5426 | 1.5206 | 14.2921 | 17.5036 | 0.052253 | 0.0042866 | 0.016
1995-07-09 11:00 | 101.8938 | 161.2912 | 851.7633 | 26.5253 | 16.5426 | 1.4989 | 14.1734 | 17.6986 | 0.052253 | 0.0042866 | 0.15824
1995-07-09 12:00 | 108.0144 | 168.8131 | 796.2751 | 37.8596 | 16.5426 | 1.4994 | 14.0263 | 17.4782 | 0.052253 | 0.0042866 | 1.2885
1995-07-09 13:00 | 106.4673 | 177.2219 | 836.0362 | 25.895 | 1.3336 | 1.501 | 14.0297 | 17.6648 | 0.011253 | 0.0042866 | 0.21629
1995-07-09 14:00 | 130.2881 | 168.6457 | 694.1301 | 29.1015 | 1.3336 | 1.488 | 15.4487 | 17.2635 | 0.011253 | 0.0042866 | 0.82629
1995-07-09 15:00 | 152.4653 | 175.8568 | 579.483 | 29.4949 | 16.5426 | 1.4883 | 13.9818 | 17.7201 | 0.011253 | 0.0042866 | 1.9771
1995-07-09 16:00 | 167.1595 | 180.3133 | 434.5752 | 31.524 | 1.3336 | 1.4875 | 14.1896 | 17.7435 | 0.011253 | 0.0042866 | 9.7286
1995-07-09 17:00 | 163.0698 | 179.1049 | 241.4974 | 39.5982 | 9.9501 | 1.4386 | 14.1561 | 17.3219 | 0 | 0.0042866 | 27.0386
1995-07-09 18:00 | 177.6793 | 184.4357 | 76.8994 | 55.3243 | 16.5426 | 1.4624 | 16.4666 | 17.3262 | 0 | 0.0042866 | 75.3474
1995-07-09 19:00 | 193.342 | 185.8153 | 8.6049 | 78.1439 | 16.5426 | 1.462 | 16.6496 | 17.5835 | 0 | 0.050817 | 93.9646
1995-07-09 20:00 | 208.9054 | 189.2096 | 0.053868 | 74.0557 | 16.5426 | 1.4502 | 16.9675 | 17.7797 | 0 | 0.050817 | 79.7645
1995-07-09 21:00 | 215.576 | 190.2395 | 0 | 93.6425 | 16.5426 | 1.4422 | 16.785 | 17.5702 | 0 | 0.050817 | 48.8472
1995-07-09 22:00 | 208.5457 | 197.9366 | 0 | 81.0902 | 16.5426 | 1.4429 | 16.3695 | 17.4816 | 0 | 0.050817 | 54.507
1995-07-09 23:00 | 203.5369 | 193.8906 | 0 | 63.1211 | 16.5426 | 1.4435 | 16.5721 | 17.6298 | 0 | 0.050817 | 73.8686
1995-07-10 | 196.8268 | 185.8801 | 0.00039749 | 90.313 | 17.1926 | 1.4191 | 16.7413 | 17.2419 | 0.078407 | 0.050817 | 27.2248
1995-07-10 01:00 | 187.854 | 182.9946 | 0.0085839 | 85.4169 | 17.1926 | 1.4192 | 17.9845 | 17.2964 | 0.078407 | 0.050817 | 38.0645
1995-07-10 02:00 | 186.4073 | 174.8242 | 0.088142 | 91.1168 | 17.1926 | 1.4186 | 16.7892 | 17.1389 | 0.078407 | 0.050817 | 35.9681
1995-07-10 03:00 | 182.3732 | 167.5294 | 0.52571 | 76.2884 | 17.1926 | 1.418 | 16.5274 | 17.2619 | 0.078407 | 0.050817 | 68.0696
1995-07-10 04:00 | 173.0784 | 162.8677 | 11.0813 | 73.9127 | 17.1926 | 1.4173 | 16.1643 | 17.3355 | 0.078407 | 0.050817 | 54.1953
1995-07-10 05:00 | 160.1605 | 162.9363 | 73.97 | 70.2243 | 17.1926 | 1.4961 | 16.308 | 17.0762 | 0.078407 | 0.0042866 | 57.682
1995-07-10 06:00 | 140.9502 | 159.5604 | 233.5125 | 57.1867 | 17.1926 | 1.4897 | 15.9494 | 17.2214 | 0.078407 | 0.0042866 | 13.3114
1995-07-10 07:00 | 125.199 | 159.9125 | 437.7433 | 38.2888 | 17.1926 | 1.514 | 16.1248 | 17.5035 | 0.078407 | 0.0042866 | 2.2748
1995-07-10 08:00 | 122.8124 | 152.7078 | 619.75 | 51.8709 | 17.1926 | 1.5143 | 16.112 | 17.3889 | 0.078407 | 0.0042866 | 0.070377
1995-07-10 09:00 | 120.2924 | 157.9675 | 754.4204 | 54.7042 | 17.1926 | 1.5147 | 15.5618 | 17.4655 | 0.078407 | 0.0042866 | 0.035381
1995-07-10 10:00 | 129.0483 | 167.6405 | 817.8003 | 29.625 | 17.1926 | 1.5152 | 15.9366 | 17.198 | 0.078407 | 0.0042866 | 0.23339
1995-07-10 11:00 | 129.9494 | 157.6225 | 835.9519 | 42.1878 | 17.1926 | 1.5149 | 15.8715 | 17.1319 | 0.078407 | 0.0042866 | 0.31062
1995-07-10 12:00 | 126.1558 | 167.4694 | 810.3575 | 26.436 | 17.1926 | 1.5213 | 15.5703 | 16.8892 | 0.078407 | 0.0042866 | 0.036061
1995-07-10 13:00 | 133.1351 | 163.1642 | 818.0578 | 40.0932 | 17.1926 | 1.5265 | 15.6597 | 17.101 | 0.10274 | 0.0042866 | 0.1056
1995-07-10 14:00 | 154.4463 | 153.8816 | 663.5792 | 46.9421 | 17.1926 | 1.5254 | 15.0468 | 17.0435 | 0.10274 | 0.0042866 | 2.9923
1995-07-10 15:00 | 166.4692 | 173.2305 | 573.9041 | 29.1575 | 17.1926 | 1.5253 | 15.7411 | 17.4514 | 0.10274 | 0.0042866 | 3.3668
1995-07-10 16:00 | 174.7659 | 171.085 | 404.617 | 47.8509 | 17.1926 | 1.4958 | 15.7091 | 17.1765 | 0.10274 | 0.0042866 | 10.3459
1995-07-10 17:00 | 195.4629 | 178.2982 | 218.5384 | 51.0925 | 17.1926 | 1.5049 | 15.9423 | 17.4129 | 0.11399 | 0.0042866 | 33.6898
1995-07-10 18:00 | 208.2337 | 183.8949 | 75.6504 | 63.4503 | 17.1926 | 1.5048 | 17.2566 | 17.4335 | 0.11399 | 0.0042866 | 70.1677
1995-07-10 19:00 | 214.0664 | 190.4915 | 8.7937 | 78.4406 | 17.1926 | 1.4739 | 17.2578 | 17.5026 | 0.11399 | 0.0042866 | 85.9417
1995-07-10 20:00 | 220.3864 | 193.6768 | 0.037794 | 74.8451 | 17.1926 | 1.464 | 18.002 | 17.4652 | 0.11399 | 0.050817 | 74.22
1995-07-10 21:00 | 223.2318 | 193.5507 | 0 | 89.504 | 17.1926 | 1.4645 | 17.5019 | 17.461 | 0.11399 | 0.050817 | 40.7385
1995-07-10 22:00 | 227.9854 | 189.2554 | 0 | 83.6455 | 17.1926 | 1.4601 | 17.3837 | 17.5504 | 0.11399 | 0.050817 | 42.4905
1995-07-10 23:00 | 226.4472 | 188.1833 | 0 | 67.6546 | 17.1926 | 1.4551 | 17.1252 | 17.5031 | 0.11399 | 0.050817 | 67.4225
1995-07-11 | 227.4071 | 179.4933 | 0 | 68.6053 | 17.1926 | 1.4509 | 87.0617 | 17.3868 | 0.46839 | 2.0009 | 23.1182
1995-07-11 01:00 | 216.4731 | 172.2543 | 0.0093041 | 67.0534 | 17.1926 | 1.4508 | 86.2631 | 17.3305 | 0.46839 | 1.9991 | 33.5561
1995-07-11 02:00 | 206.1051 | 171.2513 | 0.12478 | 68.493 | 17.1926 | 1.4507 | 86.4075 | 17.3514 | 0.44624 | 1.9991 | 28.971
1995-07-11 03:00 | 198.8945 | 174.9755 | 0.72357 | 55.1989 | 17.1926 | 1.4504 | 85.0511 | 17.326 | 0.44624 | 2.0008 | 43.1183
1995-07-11 04:00 | 196.6676 | 175.2928 | 11.3201 | 51.4058 | 17.1926 | 1.4497 | 75.42 | 17.2329 | 0.37979 | 1.8763 | 26.5108
1995-07-11 05:00 | 185.3568 | 174.2974 | 77.8955 | 47.7043 | 17.1926 | 1.4542 | 49.972 | 17.2419 | 0.37979 | 1.876 | 26.2193
1995-07-11 06:00 | 161.6379 | 170.8583 | 238.0987 | 46.8896 | 17.5658 | 1.4588 | 21.044 | 17.2778 | 0.37979 | 1.8303 | 2.4225
1995-07-11 07:00 | 134.8527 | 168.2641 | 450.4172 | 37.0766 | 17.1926 | 1.4473 | 15.3813 | 17.3043 | 0.11399 | 0.0079774 | 1.57
1995-07-11 08:00 | 130.6485 | 158.7599 | 627.6284 | 23.6825 | 17.1926 | 1.4489 | 13.4975 | 17.2733 | 0.11399 | 0.0080558 | 0
1995-07-11 09:00 | 113.3081 | 155.9337 | 759.1825 | 33.5842 | 17.1926 | 1.498 | 13.5834 | 17.287 | 0.11399 | 0.0071292 | 0
1995-07-11 10:00 | 121.0432 | 149.302 | 831.8383 | 23.6574 | 17.1926 | 1.527 | 13.5032 | 17.2896 | 0.11399 | 0.0080894 | 0.58688
1995-07-11 11:00 | 122.4006 | 162.8116 | 779.3318 | 21.4039 | 17.1926 | 1.5272 | 12.1213 | 17.2774 | 0.097331 | 0.0045415 | 0
1995-07-11 12:00 | 126.03 | 168.5679 | 823.3107 | 18.9492 | 16.6838 | 1.5275 | 11.9562 | 17.2683 | 0.097331 | 0.0068317 | 0
1995-07-11 13:00 | 134.6562 | 165.3238 | 733.9612 | 22.4052 | 15.9924 | 1.5461 | 14.2153 | 17.032 | 0.11399 | 0.0075054 | 0
1995-07-11 14:00 | 144.4076 | 162.2096 | 689.6276 | 23.3553 | 10.8387 | 1.5462 | 15.3604 | 17.265 | 0.11399 | 0.0045753 | 0.044669
1995-07-11 15:00 | 149.2155 | 160.1304 | 568.0925 | 25.3789 | 17.1926 | 1.5461 | 18.7074 | 17.2874 | 0.11399 | 0.006057 | 0.16194
1995-07-11 16:00 | 165.6533 | 154.7802 | 394.3838 | 34.0684 | 17.1926 | 1.5449 | 27.743 | 17.299 | 0.12527 | 0.022453 | 6.7834
1995-07-11 17:00 | 164.4118 | 150.0143 | 228.2975 | 43.9097 | 17.1926 | 1.5592 | 32.0627 | 17.3633 | 0.33442 | 0.06785 | 25.5631
1995-07-11 18:00 | 165.9573 | 145.0804 | 81.7299 | 45.9907 | 17.1926 | 1.5648 | 90.21 | 17.4196 | 0.66841 | 2.2216 | 54.8361
1995-07-11 19:00 | 177.2344 | 137.0377 | 7.0145 | 67.0884 | 17.1926 | 1.5438 | 111.884 | 17.4157 | 0.66841 | 5.4899 | 54.5501
1995-07-11 20:00 | 189.4507 | 130.57 | 0.031466 | 78.6154 | 17.1926 | 2.1829 | 112.7045 | 17.5038 | 0.66841 | 5.4997 | 49.9771
1995-07-11 21:00 | 190.1134 | 123.8266 | 0 | 84.6763 | 17.1926 | 2.1756 | 112.0131 | 17.504 | 0.70741 | 5.4998 | 43.4821
1995-07-11 22:00 | 185.4111 | 105.7873 | 0 | 72.7906 | 17.1926 | 2.1702 | 109.5586 | 17.4775 | 0.66309 | 11.124 | 41.9483
1995-07-11 23:00 | 178.8107 | 102.302 | 0 | 66.9874 | 17.1926 | 2.1661 | 110.6137 | 17.5071 | 0.70209 | 11.1222 | 41.0663
1995-07-12 | 168.61 | 99.2189 | 0 | 90.8707 | 17.1926 | 2.1624 | 130.2358 | 17.3858 | 0.70209 | 13.6677 | 82.8507
1995-07-12 01:00 | 151.8458 | 90.892 | 0.0077684 | 80.2507 | 17.1926 | 2.1582 | 130.0954 | 17.3238 | 0.70209 | 13.7242 | 76.6463
1995-07-12 02:00 | 136.6299 | 82.8038 | 0.082533 | 80.6977 | 17.1926 | 2.1417 | 129.564 | 17.298 | 0.70741 | 13.7242 | 84.4552
1995-07-12 03:00 | 125.109 | 73.8861 | 0.50087 | 81.3781 | 17.1926 | 2.142 | 130.1034 | 17.303 | 0.70741 | 13.7242 | 81.63
1995-07-12 04:00 | 113.5109 | 65.5257 | 11.6257 | 70.8003 | 17.1926 | 2.1478 | 130.5136 | 17.3633 | 0.73612 | 13.7242 | 77.877
1995-07-12 05:00 | 96.5731 | 61.626 | 81.2667 | 69.0426 | 17.1926 | 2.1587 | 124.6012 | 17.3992 | 0.69712 | 13.1483 | 42.472
1995-07-12 06:00 | 77.102 | 58.0658 | 239.6885 | 59.1233 | 17.1926 | 2.1706 | 100.3268 | 17.5313 | 0.69712 | 11.3747 | 20.8683
1995-07-12 07:00 | 67.706 | 58.34 | 460.6148 | 45.5774 | 17.1926 | 2.1807 | 77.2623 | 17.6817 | 0.69712 | 9.0656 | 0.60228
1995-07-12 08:00 | 65.295 | 62.3184 | 650.9337 | 39.5574 | 17.1926 | 2.1891 | 52.1996 | 17.7235 | 0.71395 | 0.24173 | 0.044639
1995-07-12 09:00 | 70.0872 | 62.4933 | 793.3806 | 31.6898 | 17.1926 | 2.1962 | 48.0594 | 17.7428 | 0.69303 | 0.24173 | 0
1995-07-12 10:00 | 74.3325 | 55.7576 | 857.3185 | 21.0425 | 17.1926 | 2.1641 | 48.0805 | 17.7347 | 0.67088 | 0.24173 | 0.036061
1995-07-12 11:00 | 79.1884 | 55.1006 | 879.2958 | 28.6195 | 17.1926 | 2.1641 | 48.8848 | 17.7553 | 0.66502 | 0.24173 | 0.021636
1995-07-12 12:00 | 86.8136 | 55.7572 | 845.3646 | 25.2032 | 17.1926 | 2.1642 | 49.8635 | 17.6993 | 0.66502 | 0.24173 | 0
1995-07-12 13:00 | 86.3241 | 50.2884 | 817.3759 | 29.6365 | 17.1926 | 2.1638 | 50.2008 | 17.7032 | 0.64287 | 0.24173 | 0.0784
1995-07-12 14:00 | 85.8309 | 47.2511 | 695.1969 | 33.6113 | 17.1926 | 2.1638 | 54.5356 | 17.7073 | 0.62604 | 0.24173 | 0.83107
1995-07-12 15:00 | 100.5627 | 46.5686 | 578.4834 | 33.314 | 17.1926 | 2.1625 | 58.4115 | 17.7543 | 0.67034 | 4.5784 | 0
1995-07-12 16:00 | 83.228 | 46.3621 | 408.1842 | 48.461 | 17.1926 | 2.1548 | 90.6806 | 17.7978 | 0.67034 | 7.1472 | 19.3195
1995-07-12 17:00 | 97.516 | 46.8561 | 231.1128 | 48.3372 | 17.1926 | 2.1497 | 110.3606 | 17.6903 | 0.67034 | 9.8487 | 30.1101
1995-07-12 18:00 | 100.086 | 49.9207 | 83.2241 | 67.3022 | 17.1926 | 2.1507 | 121.5269 | 17.7113 | 0.67034 | 13.7242 | 71.6893
1995-07-12 19:00 | 113.4 | 51.7375 | 7.2293 | 84.5965 | 17.1926 | 2.1417 | 144.336 | 17.6497 | 0.67034 | 13.7242 | 77.8615
1995-07-12 20:00 | 129.6957 | 54.7372 | 0.015043 | 93.7857 | 17.1926 | 2.1245 | 141.0986 | 17.5844 | 0.67034 | 13.7242 | 73.2727
1995-07-12 21:00 | 138.6901 | 57.8999 | 0 | 78.3243 | 17.1926 | 2.0875 | 128.1573 | 17.5922 | 0.67034 | 13.7242 | 98.5923
1995-07-12 22:00 | 148.4101 | 66.5718 | 0 | 77.5474 | 17.1926 | 2.0815 | 146.6017 | 17.5679 | 0.67034 | 13.7242 | 57.8768
1995-07-12 23:00 | 148.121 | 67.7939 | 0 | 56.8323 | 17.1926 | 2.0768 | 146.2641 | 17.5359 | 0.67034 | 13.7242 | 61.4622
1995-07-13 | 151.3947 | 70.5151 | 0 | 96.0699 | 17.1926 | 2.1052 | 140.4432 | 17.475 | 0.67034 | 13.7242 | 62.1116
1995-07-13 01:00 | 149.1253 | 67.4754 | 0.0039452 | 83.5412 | 17.1926 | 2.1004 | 141.3701 | 17.4348 | 0.67034 | 13.7242 | 44.7208
1995-07-13 02:00 | 145.0441 | 62.9917 | 0.064598 | 77.337 | 17.1926 | 2.097 | 139.9619 | 17.4267 | 0.66625 | 13.7242 | 43.0863
1995-07-13 03:00 | 138.8023 | 59.3138 | 0.53328 | 80.9904 | 17.1926 | 2.0972 | 133.2718 | 17.4096 | 0.66625 | 13.7242 | 53.3809
1995-07-13 04:00 | 130.4733 | 53.6891 | 11.5484 | 69.8538 | 17.1926 | 2.1036 | 141.1241 | 17.4361 | 0.704 | 13.7242 | 61.0742
1995-07-13 05:00 | 120.0035 | 54.2009 | 79.6474 | 69.0525 | 17.1926 | 2.1159 | 129.9944 | 17.4269 | 0.704 | 13.7242 | 23.704
1995-07-13 06:00 | 106.2065 | 50.3293 | 237.041 | 44.3943 | 17.1926 | 2.1282 | 103.3221 | 17.5345 | 0.704 | 11.3747 | 0.75488
1995-07-13 07:00 | 92.1799 | 45.1003 | 460.6168 | 37.5782 | 17.1926 | 2.006 | 61.3025 | 17.681 | 0.70932 | 7.1922 | 0.31548
1995-07-13 08:00 | 87.099 | 44.11 | 655.696 | 28.8839 | 17.1926 | 2.0301 | 47.8665 | 17.7058 | 0.70932 | 0.24173 | 0.62577
1995-07-13 09:00 | 81.5847 | 42.7532 | 784.9282 | 24.7064 | 1.9836 | 2.0489 | 49.0756 | 17.714 | 0.73023 | 3.6075 | 0
1995-07-13 10:00 | 84.934 | 40.9262 | 853.8411 | 21.7888 | 1.9836 | 2.049 | 44.9836 | 17.6737 | 0.73147 | 0.24173 | 0.11809
1995-07-13 11:00 | 91.6206 | 41.5906 | 854.1941 | 21.9477 | 1.9836 | 2.0495 | 45.6544 | 17.6748 | 0.72057 | 3.6075 | 0.55577
1995-07-13 12:00 | 86.1469 | 49.2007 | 840.3041 | 20.3854 | 1.9836 | 2.0499 | 46.8357 | 17.6162 | 0.72057 | 3.6075 | 0.047639
1995-07-13 13:00 | 98.3104 | 53.1387 | 797.0408 | 18.1905 | 1.9836 | 2.0415 | 48.0157 | 17.6026 | 0.72057 | 0.85429 | 0.4934
1995-07-13 14:00 | 102.0872 | 53.6754 | 709.0672 | 22.471 | 1.9836 | 2.0416 | 49.1124 | 17.5655 | 0.72057 | 0.24173 | 0.2753
1995-07-13 15:00 | 107.5107 | 56.0012 | 576.3926 | 32.4177 | 1.9836 | 2.0413 | 57.1377 | 17.5937 | 0.68299 | 6.2997 | 0.13832
1995-07-13 16:00 | 147.5196 | 54.5783 | 396.6169 | 41.8338 | 17.1926 | 2.0411 | 78.0166 | 17.6818 | 0.66616 | 6.3562 | 8.0549
1995-07-13 17:00 | 146.9241 | 51.0246 | 219.426 | 39.5548 | 17.1926 | 2.0412 | 99.5109 | 17.712 | 0.66616 | 7.8004 | 27.3366
1995-07-13 18:00 | 155.1506 | 49.2587 | 81.0644 | 53.8555 | 17.1926 | 2.0335 | 117.0735 | 17.6933 | 0.66616 | 12.4812 | 70.7186
1995-07-13 19:00 | 158.7091 | 46.6486 | 6.5249 | 73.1997 | 17.1926 | 2.022 | 117.9811 | 17.7267 | 0.66616 | 12.4812 | 81.4833
1995-07-13 20:00 | 162.1336 | 52.7225 | 0.0083801 | 81.9655 | 17.1926 | 2.0081 | 116.9157 | 17.6733 | 0.66616 | 13.6319 | 91.4217
1995-07-13 21:00 | 158.7021 | 57.1037 | 0 | 93.4342 | 17.1926 | 1.9979 | 113.6442 | 17.6724 | 0.64933 | 13.7242 | 100.7934
1995-07-13 22:00 | 158.3567 | 66.5982 | 0 | 85.7581 | 17.1926 | 1.981 | 119.0462 | 17.5802 | 0.67148 | 13.7242 | 81.242
1995-07-13 23:00 | 158.6239 | 64.3719 | 0 | 77.6471 | 17.1926 | 1.978 | 118.0703 | 17.5023 | 0.67148 | 13.7242 | 60.6371
1995-07-14 | 165.1564 | 65.7819 | 0 | 88.7472 | 17.1926 | 1.9748 | 101.6026 | 17.5034 | 0.65465 | 5.7708 | 49.7234
1995-07-14 01:00 | 166.0019 | 67.9348 | 0.00020292 | 79.4019 | 17.1926 | 1.9708 | 100.977 | 17.3421 | 0.65465 | 5.7708 | 42.8525
1995-07-14 02:00 | 169.081 | 74.8359 | 0.051544 | 84.0489 | 17.1926 | 1.9675 | 100.1188 | 17.3899 | 0.67556 | 5.7708 | 25.483
1995-07-14 03:00 | 167.6817 | 79.1139 | 0.4932 | 69.5783 | 17.1926 | 1.9654 | 96.2371 | 17.4448 | 0.67556 | 5.4718 | 49.5522
1995-07-14 04:00 | 166.1081 | 81.2177 | 11.2484 | 61.604 | 17.1926 | 1.6792 | 95.9998 | 17.4581 | 0.67556 | 2.0963 | 35.7598
1995-07-14 05:00 | 156.1567 | 84.9682 | 79.8674 | 46.9744 | 17.1926 | 1.3378 | 84.9964 | 17.4701 | 0.67556 | 2.0497 | 26.7459
1995-07-14 06:00 | 144.3699 | 90.4977 | 232.99 | 31.2225 | 17.1926 | 1.3376 | 38.6857 | 17.566 | 0.36546 | 2.0497 | 2.0725
1995-07-14 07:00 | 128.6278 | 86.4466 | 445.7338 | 32.9857 | 15.0444 | 1.3372 | 20.8426 | 17.6728 | 0.38229 | 0.43094 | 1.1072
1995-07-14 08:00 | 96.4868 | 86.9851 | 634.9689 | 28.3548 | 1.9836 | 1.3181 | 19.7823 | 17.706 | 0.38229 | 0.0042866 | 0.33626
1995-07-14 09:00 | 85.5067 | 93.1177 | 746.73 | 17.3522 | 1.9836 | 1.3182 | 18.158 | 17.7156 | 0.28131 | 0.0042866 | 0.036061
1995-07-14 10:00 | 80.8244 | 70.7584 | 818.1134 | 21.4923 | 1.9836 | 1.3186 | 19.0558 | 17.6882 | 0.30223 | 0.0042866 | 0
1995-07-14 11:00 | 83.1119 | 78.3102 | 788.8505 | 35.4872 | 1.9836 | 1.3189 | 19.0064 | 17.7 | 0.31351 | 0.0042866 | 0
1995-07-14 12:00 | 82.957 | 80.8945 | 770.105 | 27.1157 | 1.9836 | 1.3192 | 19.0511 | 17.6603 | 0.31351 | 0.0042866 | 4.5881
1995-07-14 13:00 | 106.029 | 86.1632 | 691.5139 | 24.4472 | 1.9836 | 1.3293 | 16.2339 | 17.6537 | 0.33301 | 0.0042866 | 3.9183
1995-07-14 14:00 | 106.2723 | 90.7788 | 615.9868 | 34.9463 | 1.9836 | 1.3294 | 19.4686 | 17.6997 | 0.35251 | 0.0042866 | 0.076014
1995-07-14 15:00 | 132.4524 | 95.7327 | 499.2238 | 39.6239 | 2.4092 | 1.3194 | 20.1692 | 17.7164 | 0.5079 | 0.22577 | 4.7733
1995-07-14 16:00 | 140.4086 | 92.3114 | 373.7074 | 43.2854 | 3.2745 | 1.3193 | 42.5755 | 17.7285 | 0.52473 | 0.22577 | 24.7645
1995-07-14 17:00 | 168.7905 | 90.3263 | 207.3266 | 45.134 | 3.5836 | 1.3193 | 47.2689 | 17.7036 | 0.48573 | 0.24173 | 27.6301
1995-07-14 18:00 | 160.4658 | 92.5083 | 81.2909 | 50.519 | 18.1131 | 1.997 | 68.4591 | 17.6968 | 0.5079 | 0.28826 | 52.9908
1995-07-14 19:00 | 154.8338 | 88.1033 | 6.7305 | 60.829 | 18.7727 | 1.9885 | 86.0973 | 17.7197 | 0.84547 | 2.0977 | 55.9344
1995-07-14 20:00 | 157.2628 | 80.6586 | 0.045441 | 71.1128 | 18.7926 | 1.9939 | 89.6366 | 17.7207 | 0.84547 | 2.0977 | 61.4523
1995-07-14 21:00 | 153.9759 | 79.6009 | 0 | 64.8828 | 18.7926 | 1.9872 | 94.3718 | 17.7105 | 0.8623 | 2.0977 | 87.0728
1995-07-14 22:00 | 159.8795 | 81.7435 | 0 | 70.2512 | 18.7926 | 1.9825 | 93.7466 | 17.6443 | 0.8623 | 2.0977 | 62.9965
1995-07-14 23:00 | 161.176 | 89.2899 | 0 | 48.7012 | 18.7926 | 1.9876 | 87.5953 | 17.5213 | 0.8623 | 2.099 | 85.7562
1995-07-15 | 166.6186 | 95.9307 | 0 | 92.416 | 18.7926 | 1.972 | 79.3428 | 17.4617 | 1.1938 | 4.7088 | 52.0402
1995-07-15 01:00 | 170.3146 | 92.1116 | 0.0050757 | 75.7119 | 18.7926 | 1.9664 | 84.1377 | 17.4472 | 1.1938 | 4.7081 | 31.7355
1995-07-15 02:00 | 174.0475 | 90.6877 | 0.089782 | 68.6664 | 18.7926 | 1.961 | 81.2114 | 17.4152 | 1.1938 | 4.6615 | 44.6025
1995-07-15 03:00 | 174.9402 | 91.847 | 0.51212 | 51.9259 | 18.7926 | 1.9209 | 67.6695 | 17.3828 | 0.82257 | 4.6622 | 64.232
1995-07-15 04:00 | 175.5076 | 95.7636 | 10.2707 | 34.1605 | 18.7926 | 1.2897 | 72.3415 | 17.3847 | 0.82257 | 0.42228 | 48.2349
1995-07-15 05:00 | 167.5468 | 98.9967 | 74.8538 | 29.0091 | 18.7926 | 1.289 | 39.5015 | 17.3898 | 0.82257 | 0.14421 | 43.0003
1995-07-15 06:00 | 153.777 | 99.9694 | 209.363 | 28.3912 | 18.7926 | 1.2882 | 19.2928 | 17.4303 | 0.82257 | 0.0051162 | 16.4807
1995-07-15 07:00 | 140.7916 | 100.4598 | 400.1401 | 28.2702 | 18.7926 | 1.2881 | 18.5561 | 17.5448 | 0.82257 | 0.005786 | 3.7424
1995-07-15 08:00 | 118.0943 | 96.1241 | 548.9158 | 24.5497 | 3.5836 | 1.2882 | 17.7579 | 17.5832 | 0.49561 | 0.0058179 | 0.024274
1995-07-15 09:00 | 100.047 | 98.1786 | 654.709 | 23.3304 | 3.5836 | 1.2884 | 17.495 | 17.5819 | 0.49561 | 0.0054414 | 0
1995-07-15 10:00 | 80.2913 | 89.5803 | 732.7007 | 20.4663 | 3.5836 | 1.2892 | 17.3267 | 17.5456 | 0.49561 | 0.0058315 | 0
1995-07-15 11:00 | 93.3444 | 101.2982 | 754.1914 | 20.8182 | 3.5836 | 1.3191 | 17.2723 | 17.4869 | 0.49561 | 0.0043902 | 0.021636
1995-07-15 12:00 | 85.6176 | 108.7182 | 743.0608 | 14.9834 | 3.5836 | 1.3196 | 16.2945 | 17.3802 | 0.49561 | 0.0053206 | 0
1995-07-15 13:00 | 94.861 | 115.7795 | 705.538 | 25.6319 | 3.5836 | 1.3064 | 16.1543 | 17.4487 | 0.49561 | 0.0055943 | 0
1995-07-15 14:00 | 123.8356 | 121.0824 | 619.9317 | 24.4388 | 3.5836 | 1.2814 | 19.2627 | 17.4399 | 0.82261 | 0.0044039 | 0.14536
1995-07-15 15:00 | 136.3818 | 128.1159 | 497.5976 | 28.0528 | 3.5836 | 1.2813 | 18.2751 | 17.4683 | 0.82261 | 0.0050059 | 3.7683
1995-07-15 16:00 | 140.9926 | 126.5371 | 365.8203 | 31.9625 | 3.5836 | 1.2809 | 30.4128 | 17.5028 | 1.1118 | 0.12876 | 14.5139
1995-07-15 17:00 | 149.7777 | 119.6163 | 224.1592 | 31.402 | 3.5836 | 1.2813 | 28.799 | 17.5715 | 1.1118 | 0.18468 | 30.1473
1995-07-15 18:00 | 150.1269 | 114.6484 | 80.6663 | 35.4191 | 18.7926 | 1.9463 | 52.9655 | 17.5907 | 1.1287 | 0.42215 | 53.8306
1995-07-15 19:00 | 150.1325 | 113.9376 | 6.2559 | 50.0612 | 18.7926 | 1.9426 | 72.7384 | 17.5819 | 1.1455 | 4.6622 | 58.5798
1995-07-15 20:00 | 152.5774 | 112.2277 | 0.042037 | 66.8601 | 18.7926 | 1.9284 | 80.2813 | 17.5721 | 1.4556 | 5.9518 | 46.901
1995-07-15 21:00 | 154.2552 | 109.7775 | 0 | 78.1433 | 18.7926 | 1.9241 | 92.9945 | 17.5883 | 1.4556 | 5.9518 | 16.4197
1995-07-15 22:00 | 152.8647 | 118.9638 | 0 | 69.6564 | 18.7926 | 1.9214 | 87.3642 | 17.5306 | 1.1341 | 5.9511 | 18.1003
1995-07-15 23:00 | 151.8841 | 122.1958 | 0 | 69.8835 | 18.7926 | 1.9202 | 100.6114 | 17.4723 | 1.1286 | 6.2348 | 9.4077
1995-07-16 | 153.7057 | 123.2485 | 0 | 109.3041 | 18.7926 | 1.9195 | 105.3252 | 17.3639 | 0.7751 | 5.6514 | 25.9483
1995-07-16 01:00 | 155.3084 | 113.4024 | 0.0028353 | 104.0541 | 18.7926 | 1.918 | 97.96 | 17.347 | 0.7751 | 6.4424 | 35.1426
1995-07-16 02:00 | 154.1461 | 99.7031 | 0.06709 | 99.8784 | 18.7926 | 1.9158 | 98.1121 | 17.3735 | 0.7751 | 6.4424 | 30.9147
1995-07-16 03:00 | 149.4442 | 88.6796 | 0.4278 | 87.168 | 18.7926 | 1.9502 | 95.368 | 17.3526 | 0.79193 | 6.4424 | 37.357
1995-07-16 04:00 | 138.9695 | 79.4561 | 10.3734 | 86.0059 | 18.7926 | 1.952 | 93.0478 | 17.3851 | 0.79193 | 6.4327 | 40.9271
1995-07-16 05:00 | 126.7426 | 70.7737 | 71.6764 | 77.2823 | 18.7926 | 1.9575 | 93.5372 | 17.3238 | 0.79193 | 2.9639 | 51.1835
1995-07-16 06:00 | 114.9498 | 64.642 | 202.9047 | 61.6453 | 18.7926 | 1.3137 | 85.0039 | 17.4934 | 0.79193 | 2.0494 | 22.026
1995-07-16 07:00 | 103.5964 | 60.5134 | 382.4181 | 45.5521 | 18.7926 | 1.3139 | 63.76 | 17.6431 | 0.79193 | 2.0494 | 6.3926
1995-07-16 08:00 | 90.8593 | 57.2609 | 548.6631 | 42.4613 | 18.7926 | 1.3138 | 54.3264 | 17.6433 | 0.79193 | 0.24142 | 3.4034
1995-07-16 09:00 | 87.2841 | 55.8305 | 682.3577 | 48.4895 | 18.7926 | 1.3149 | 52.7902 | 17.6055 | 0.79193 | 0.24142 | 1.1547
1995-07-16 10:00 | 74.0531 | 54.0879 | 760.973 | 43.3134 | 18.7926 | 1.3157 | 57.8787 | 17.646 | 0.81408 | 0.24142 | 0.16982
1995-07-16 11:00 | 86.712 | 61.0591 | 795.5043 | 37.7949 | 18.7861 | 1.316 | 51.4597 | 17.5956 | 0.81284 | 0.24142 | 0.016
1995-07-16 12:00 | 100.4228 | 64.1105 | 803.7801 | 40.8184 | 18.2953 | 1.3147 | 54.6827 | 17.6147 | 0.81284 | 0.24142 | 0.036433
1995-07-16 13:00 | 118.6772 | 68.7283 | 764.2695 | 34.7308 | 17.2316 | 1.3149 | 49.8279 | 17.5977 | 0.81284 | 0.24142 | 0.11278
1995-07-16 14:00 | 136.4137 | 70.2469 | 676.2303 | 49.5791 | 17.921 | 1.3153 | 52.7382 | 17.5542 | 0.79069 | 0.24142 | 4.3971
1995-07-16 15:00 | 145.5796 | 66.6652 | 568.0499 | 36.8451 | 18.7926 | 1.3155 | 51.6186 | 17.5584 | 0.80752 | 0.24142 | 4.5398
1995-07-16 16:00 | 164.0089 | 67.5041 | 414.8039 | 41.9286 | 18.7926 | 1.3154 | 56.3233 | 17.5915 | 0.80752 | 0.24142 | 15.7249
1995-07-16 17:00 | 165.3591 | 69.6509 | 233.7074 | 57.076 | 18.7926 | 1.979 | 67.4243 | 17.6023 | 0.80752 | 0.42137 | 49.9373
1995-07-16 18:00 | 164.5423 | 70.5406 | 80.0749 | 75.2573 | 17.1926 | 1.9803 | 105.7353 | 17.5801 | 0.82967 | 2.2294 | 75.7125
1995-07-16 19:00 | 176.1613 | 69.6352 | 5.9559 | 87.9075 | 17.1926 | 1.964 | 122.1016 | 17.583 | 0.82967 | 6.4424 | 95.2487
1995-07-16 20:00 | 189.2687 | 63.971 | 0.037339 | 89.3949 | 17.1926 | 1.9807 | 121.0546 | 17.5418 | 0.82967 | 8.9184 | 77.2087
1995-07-16 21:00 | 201.3239 | 61.5909 | 0 | 95.0259 | 17.1926 | 2.1228 | 120.7328 | 17.6388 | 0.82967 | 8.9184 | 64.4282
1995-07-16 22:00 | 211.9827 | 71.7425 | 0 | 94.0033 | 17.1926 | 2.1206 | 99.7062 | 17.5732 | 0.82967 | 6.4424 | 71.1382
1995-07-16 23:00 | 210.6096 | 70.8917 | 0 | 90.4008 | 17.1926 | 2.1205 | 122.0332 | 17.5126 | 0.82967 | 8.9184 | 39.9921
1995-07-17 | 206.7042 | 68.5769 | 0 | 101.9885 | 17.1926 | 1.4658 | 78.3202 | 17.4439 | 0.86849 | 2.0959 | 8.6462
1995-07-17 01:00 | 201.1086 | 70.2326 | 0.0024743 | 92.7265 | 17.1926 | 1.4659 | 75.4074 | 17.3288 | 0.85166 | 2.0959 | 26.051
1995-07-17 02:00 | 191.588 | 69.9336 | 0.046298 | 93.7278 | 17.1926 | 1.4653 | 72.6779 | 17.3813 | 0.85166 | 2.0959 | 4.703
1995-07-17 03:00 | 187.5383 | 68.8688 | 0.31713 | 91.0858 | 17.1926 | 1.4647 | 72.458 | 17.349 | 0.85166 | 2.0685 | 31.4624
1995-07-17 04:00 | 179.6303 | 66.394 | 9.6446 | 86.4937 | 17.1926 | 1.4689 | 71.5112 | 17.3573 | 0.83074 | 2.0494 | 43.8041
1995-07-17 05:00 | 168.3874 | 67.4111 | 74.7308 | 83.4618 | 17.1926 | 1.4688 | 69.6647 | 17.3554 | 0.83074 | 2.0494 | 29.1676
1995-07-17 06:00 | 148.2744 | 67.1994 | 210.4868 | 84.5393 | 17.1926 | 1.4767 | 68.8422 | 17.4153 | 0.79174 | 2.0494 | 10.7532
1995-07-17 07:00 | 133.0408 | 68.2787 | 405.3781 | 68.1578 | 17.1926 | 2.1194 | 55.8245 | 17.4739 | 0.77083 | 2.0494 | 0.58786
1995-07-17 08:00 | 121.7906 | 70.5889 | 582.4314 | 59.7916 | 17.1926 | 1.9457 | 53.3578 | 17.3375 | 0.46073 | 0.24142 | 0.036061
1995-07-17 09:00 | 120.5487 | 70.0617 | 713.7876 | 56.4687 | 17.1926 | 2.128 | 50.3629 | 17.401 | 0.46073 | 0.24142 | 0.7898
1995-07-17 10:00 | 106.0284 | 67.8697 | 789.3608 | 57.8909 | 17.1926 | 2.1297 | 42.1256 | 17.2878 | 0.46073 | 0.24142 | 0
1995-07-17 11:00 | 108.264 | 64.2037 | 823.9979 | 61.9857 | 17.1926 | 2.1362 | 46.5584 | 17.2651 | 0.46073 | 0.24142 | 1.1708
1995-07-17 12:00 | 114.3386 | 68.6981 | 813.6176 | 56.9751 | 17.1926 | 2.1392 | 40.5039 | 17.2486 | 0.46073 | 0.24142 | 3.087
1995-07-17 13:00 | 122.3605 | 75.9896 | 767.0813 | 64.8515 | 17.1926 | 1.4732 | 40.3904 | 17.2032 | 0.46073 | 0.24142 | 1.3747
1995-07-17 14:00 | 132.4476 | 82.5064 | 685.1919 | 65.3524 | 17.1926 | 1.4734 | 40.1688 | 17.1759 | 0.40051 | 0.24142 | 4.2315
1995-07-17 15:00 | 147.0696 | 89.3106 | 558.4699 | 62.3287 | 17.1926 | 2.1427 | 42.107 | 17.1839 | 0.30926 | 0.24142 | 6.0698
1995-07-17 16:00 | 148.3027 | 92.8449 | 396.5036 | 64.8374 | 17.1926 | 1.4727 | 40.944 | 17.2738 | 0.46073 | 0.24142 | 3.7859
1995-07-17 17:00 | 147.8204 | 98.4235 | 218.0338 | 76.2167 | 17.1926 | 2.1447 | 58.797 | 17.4196 | 0.46073 | 0.24142 | 14.2201
1995-07-17 18:00 | 154.6216 | 104.4154 | 75.9143 | 90.7278 | 17.1926 | 1.4684 | 73.8681 | 17.4397 | 0.81513 | 2.0959 | 54.0152
1995-07-17 19:00 | 157.5766 | 109.6549 | 5.3532 | 107.1811 | 17.1926 | 1.4683 | 75.6977 | 17.4293 | 0.79298 | 2.0959 | 90.7622
1995-07-17 20:00 | 166.0488 | 117.9175 | 0 | 107.0276 | 17.1926 | 2.0976 | 78.0791 | 17.4235 | 0.79298 | 2.0959 | 59.7351
1995-07-17 21:00 | 170.2273 | 123.6227 | 0 | 105.5069 | 17.1926 | 2.0889 | 78.0094 | 17.4302 | 0.79298 | 2.0959 | 52.6377
1995-07-17 22:00 | 179.343 | 137.4966 | 0 | 104.5586 | 17.1926 | 1.4621 | 77.8822 | 17.3712 | 0.79298 | 2.0959 | 44.5241
1995-07-17 23:00 | 185.507 | 147.8786 | 0 | 91.8056 | 17.1926 | 2.055 | 75.3516 | 17.3204 | 0.7817 | 2.0959 | 32.3581
1995-07-18 | 184.4139 | 150.6269 | 0 | 82.6329 | 17.1926 | 1.4377 | 56.6845 | 17.2245 | 0.76487 | 0.85295 | 13.6324
1995-07-18 01:00 | 182.6151 | 147.3129 | 0.0033157 | 85.345 | 17.1926 | 1.4354 | 57.5533 | 17.1755 | 0.75955 | 0.85295 | 15.8727
1995-07-18 02:00 | 178.5127 | 140.8262 | 0.043834 | 88.7382 | 17.1926 | 1.4352 | 54.9377 | 17.0952 | 0.75955 | 0.85295 | 21.0155
1995-07-18 03:00 | 177.0682 | 142.8157 | 0.51224 | 67.5505 | 17.1926 | 1.435 | 48.7789 | 17.072 | 0.75955 | 0.85295 | 46.5811
1995-07-18 04:00 | 177.7355 | 144.0474 | 10.1484 | 64.9006 | 17.1926 | 1.4338 | 38.9196 | 17.0904 | 0.75831 | 0.80642 | 42.8156
1995-07-18 05:00 | 170.0335 | 147.7336 | 66.7435 | 62.2254 | 17.1926 | 1.4369 | 20.1986 | 17.0884 | 0.47036 | 0.58494 | 26.9012
1995-07-18 06:00 | 159.9158 | 152.083 | 185.291 | 52.8005 | 17.1926 | 1.4409 | 17.2181 | 17.1538 | 0.13066 | 0.56929 | 4.6535
1995-07-18 07:00 | 152.1573 | 160.7589 | 361.171 | 47.2151 | 17.1926 | 1.4408 | 17.2114 | 17.2101 | 0.13066 | 0.56929 | 6.8023
1995-07-18 08:00 | 148.8484 | 167.3432 | 524.0583 | 44.0123 | 1.9836 | 1.4412 | 14.308 | 17.1757 | 0.13066 | 0.0042866 | 0
1995-07-18 09:00 | 138.273 | 179.1008 | 640.453 | 37.3445 | 1.9836 | 1.4375 | 13.7691 | 17.1207 | 0.13066 | 0.0042866 | 0.14069
1995-07-18 10:00 | 127.0358 | 166.5772 | 675.6254 | 34.9666 | 1.9836 | 1.4346 | 14.8361 | 17.1473 | 0.13066 | 0.0042866 | 0
1995-07-18 11:00 | 142.073 | 167.7055 | 706.7231 | 23.846 | 1.9836 | 1.436 | 13.7015 | 17.1481 | 0.13066 | 0.0042866 | 0.15496
1995-07-18 12:00 | 156.0467 | 168.4555 | 694.8234 | 31.3882 | 1.9836 | 1.437 | 13.5134 | 17.142 | 0.13066 | 0.0042866 | 0
1995-07-18 13:00 | 179.519 | 174.0491 | 615.089 | 32.2085 | 1.9836 | 1.4387 | 13.4686 | 17.1109 | 0.13066 | 0.0042866 | 0.44579
1995-07-18 14:00 | 206.4501 | 174.215 | 552.8515 | 32.4215 | 1.9836 | 1.4395 | 13.3669 | 17.0895 | 0.13066 | 0.0042866 | 0.11441
1995-07-18 15:00 | 205.1738 | 171.8802 | 465.1488 | 38.3338 | 1.9836 | 1.4401 | 14.063 | 17.0976 | 0.13066 | 0.0042866 | 2.0952
1995-07-18 16:00 | 225.9646 | 162.8284 | 359.0595 | 47.7923 | 1.9836 | 1.4399 | 14.9279 | 17.1466 | 0.13066 | 0.0042866 | 8.055
1995-07-18 17:00 | 251.279 | 157.9022 | 211.0926 | 44.894 | 6.0374 | 1.4479 | 17.1093 | 17.3191 | 0.13066 | 0.0042866 | 17.006
1995-07-18 18:00 | 253.8832 | 154.4312 | 65.9816 | 50.754 | 17.1926 | 1.448 | 21.566 | 17.3468 | 0.13066 | 0.58525 | 46.8757
1995-07-18 19:00 | 266.3194 | 150.9202 | 3.3042 | 65.9105 | 17.1926 | 1.4482 | 20.2262 | 17.3926 | 0.39646 | 0.58525 | 60.935
1995-07-18 20:00 | 274.2812 | 145.045 | 0.011092 | 65.8636 | 17.1926 | 1.425 | 21.4522 | 17.3611 | 0.37979 | 0.63178 | 70.9396
1995-07-18 21:00 | 277.8323 | 139.3017 | 0 | 66.6508 | 17.1926 | 1.4257 | 20.9429 | 17.3434 | 0.37979 | 0.63178 | 65.535
1995-07-18 22:00 | 285.7466 | 139.1225 | 0 | 70.9952 | 17.1926 | 1.4258 | 19.8343 | 17.3448 | 0.37979 | 0.63178 | 55.9335
1995-07-18 23:00 | 284.9895 | 139.543 | 0 | 58.8985 | 17.1926 | 1.4259 | 19.9217 | 17.2662 | 0.39107 | 0.63178 | 49.2944
1995-07-19 | 281.4654 | 140.6302 | 0 | 65.9868 | 17.1926 | 1.4259 | 68.2871 | 17.1967 | 0.68895 | 2.0963 | 49.2911
1995-07-19 01:00 | 274.0812 | 131.8925 | 0 | 57.0863 | 17.1926 | 1.4259 | 61.8823 | 17.141 | 0.7111 | 2.0963 | 62.0064
1995-07-19 02:00 | 262.5675 | 126.2552 | 0.026039 | 68.9278 | 17.1926 | 1.4259 | 62.1576 | 17.086 | 0.69427 | 2.0963 | 45.5819
1995-07-19 03:00 | 254.3222 | 123.5859 | 0.45384 | 50.6421 | 17.1926 | 1.4257 | 60.2085 | 17.0914 | 0.69427 | 2.0963 | 46.9738
1995-07-19 04:00 | 246.3377 | 120.5995 | 7.8733 | 53.7918 | 17.1926 | 1.4254 | 57.6775 | 17.1648 | 0.71642 | 2.0963 | 36.3321
1995-07-19 05:00 | 236.839 | 112.0684 | 57.2875 | 46.456 | 17.1926 | 1.4205 | 52.1323 | 17.2079 | 0.73857 | 2.0963 | 23.325
1995-07-19 06:00 | 226.6334 | 104.7818 | 182.4018 | 47.3087 | 17.1926 | 1.4203 | 36.1095 | 17.359 | 0.59771 | 1.8123 | 8.4005
1995-07-19 07:00 | 213.0539 | 104.6241 | 375.7266 | 42.7114 | 18.7926 | 1.4581 | 36.9464 | 17.5122 | 0.59771 | 1.8123 | 1.333
1995-07-19 08:00 | 199.8905 | 104.2348 | 560.5394 | 36.8502 | 18.7926 | 1.4581 | 21.9144 | 17.5562 | 0.59771 | 0.0042866 | 1.0063
1995-07-19 09:00 | 193.0639 | 104.2725 | 694.5922 | 34.2128 | 18.7926 | 1.4568 | 21.7105 | 17.5378 | 0.57556 | 0.0042866 | 0.12723
1995-07-19 10:00 | 161.1952 | 91.4413 | 761.9991 | 37.5646 | 18.7926 | 1.4854 | 20.7651 | 17.5222 | 0.57556 | 0.0042866 | 2.738
1995-07-19 11:00 | 164.402 | 93.8126 | 782.6215 | 32.7423 | 18.7926 | 1.5176 | 20.1808 | 17.4939 | 0.57556 | 0.0042866 | 0.79687
1995-07-19 12:00 | 178.0858 | 91.5471 | 769.8595 | 30.8847 | 18.7926 | 1.5178 | 20.0972 | 17.4916 | 0.55873 | 0.0042866 | 0.23339
1995-07-19 13:00 | 190.0905 | 92.8103 | 717.3287 | 24.5294 | 18.7926 | 1.5178 | 21.0918 | 17.4813 | 0.58088 | 0.0042866 | 0.43366
1995-07-19 14:00 | 201.9988 | 95.8337 | 673.4612 | 34.9386 | 18.7926 | 1.5179 | 20.0663 | 17.5105 | 0.58088 | 0.0042866 | 0.15929
1995-07-19 15:00 | 208.6505 | 97.3561 | 571.7739 | 33.8883 | 18.7926 | 1.5178 | 20.8675 | 17.4841 | 0.55873 | 0.0042866 | 2.1983
1995-07-19 16:00 | 226.4606 | 98.4332 | 412.9897 | 45.802 | 18.7688 | 1.5177 | 21.5384 | 17.5117 | 0.55873 | 0.22577 | 6.5988
1995-07-19 17:00 | 212.8599 | 102.4749 | 230.1158 | 47.0519 | 17.1926 | 1.5177 | 31.8791 | 17.5244 | 0.55873 | 2.0338 | 36.0926
1995-07-19 18:00 | 207.1517 | 105.745 | 74.9954 | 66.1614 | 17.1926 | 1.3765 | 71.08 | 17.5777 | 0.67459 | 2.0806 | 57.6961
1995-07-19 19:00 | 212.2303 | 104.557 | 4.2442 | 93.7181 | 17.1926 | 1.3765 | 89.0885 | 17.3365 | 0.67335 | 2.0963 | 63.2907
1995-07-19 20:00 | 212.9379 | 104.1603 | 0.014129 | 99.3752 | 17.1926 | 1.3752 | 97.017 | 17.5162 | 0.71093 | 2.0963 | 72.0078
1995-07-19 21:00 | 212.8756 | 105.0194 | 0 | 89.3008 | 17.1926 | 1.3752 | 84.389 | 17.5411 | 0.71093 | 2.0963 | 97.2356
1995-07-19 22:00 | 208.4376 | 110.4825 | 0 | 103.3905 | 17.1926 | 1.3752 | 101.8175 | 17.456 | 0.71093 | 2.0963 | 38.4543
1995-07-19 23:00 | 205.0917 | 116.7561 | 0 | 84.7311 | 17.1926 | 1.393 | 84.2245 | 17.425 | 0.71093 | 2.0963 | 57.5154
1995-07-20 | 203.988 | 120.9581 | 0 | 69.2531 | 18.7926 | 2.0044 | 120.3104 | 17.2969 | 1.0256 | 11.1245 | 57.3807
1995-07-20 01:00 | 203.3769 | 121.6914 | 0.00096242 | 59.7584 | 18.7926 | 1.9854 | 119.2556 | 17.2099 | 1.0256 | 11.123 | 55.9439
1995-07-20 02:00 | 201.4525 | 123.7178 | 0.036672 | 62.7219 | 18.7926 | 1.9851 | 118.3487 | 17.1932 | 0.87005 | 11.123 | 45.5738
1995-07-20 03:00 | 195.9418 | 124.193 | 0.55781 | 46.4129 | 18.7926 | 1.9858 | 115.9332 | 17.3021 | 0.69056 | 12.7643 | 55.9821
1995-07-20 04:00 | 188.7161 | 118.7682 | 8.8097 | 39.1174 | 18.7926 | 1.9321 | 112.5404 | 17.3255 | 0.6475 | 10.1488 | 42.2928
1995-07-20 05:00 | 179.3889 | 112.1448 | 68.977 | 38.4117 | 18.7926 | 1.3906 | 99.5815 | 17.3684 | 0.6475 | 5.2016 | 20.8436
1995-07-20 06:00 | 156.1461 | 107.7471 | 212.4203 | 32.1262 | 18.1426 | 1.3902 | 81.1401 | 17.4678 | 0.6865 | 2.0356 | 2.336
1995-07-20 07:00 | 136.8399 | 105.8789 | 420.9998 | 35.3153 | 18.1426 | 1.3899 | 62.9871 | 17.6004 | 0.66435 | 2.037 | 3.9256
1995-07-20 08:00 | 132.8469 | 103.6989 | 610.9224 | 27.7021 | 18.1426 | 1.4095 | 26.1646 | 17.5977 | 0.68403 | 0.79406 | 0.23384
1995-07-20 09:00 | 123.7505 | 103.2527 | 756.5216 | 27.5106 | 18.1426 | 1.4097 | 25.7568 | 17.577 | 0.70618 | 0.22825 | 0
1995-07-20 10:00 | 104.7614 | 85.5616 | 826.9111 | 22.0954 | 18.1426 | 1.4099 | 26.7218 | 17.579 | 0.70618 | 0.22909 | 0.55577
1995-07-20 11:00 | 118.5279 | 86.2965 | 848.9793 | 18.3733 | 18.1426 | 1.4103 | 25.8715 | 17.6006 | 0.55977 | 0.22599 | 0.13193
1995-07-20 12:00 | 124.4916 | 85.3318 | 853.9711 | 20.269 | 18.1426 | 1.4106 | 25.0381 | 17.5622 | 0.70618 | 0.22799 | 0
1995-07-20 13:00 | 128.601 | 86.2049 | 820.0955 | 25.1591 | 18.1426 | 1.4105 | 25.3612 | 17.5317 | 0.70618 | 0.22858 | 0.0017229
1995-07-20 14:00 | 127.7642 | 85.0123 | 755.1665 | 24.8945 | 18.1426 | 1.4102 | 25.7566 | 17.5933 | 0.70618 | 0.22602 | 0.69569
1995-07-20 15:00 | 143.9105 | 83.5625 | 626.3848 | 26.7358 | 18.7926 | 1.4416 | 24.924 | 17.6077 | 0.8798 | 0.22732 | 1.2636
1995-07-20 16:00 | 140.2351 | 81.9199 | 456.9328 | 31.0424 | 18.7926 | 1.445 | 63.3169 | 17.6308 | 0.8798 | 0.79297 | 13.2122
1995-07-20 17:00 | 140.2294 | 81.9892 | 247.6168 | 33.9854 | 18.7926 | 1.445 | 82.6547 | 17.6586 | 0.8798 | 2.0347 | 21.4923
1995-07-20 18:00 | 146.5918 | 80.6437 | 77.6033 | 58.2809 | 18.7926 | 2.0891 | 120.2398 | 17.6815 | 0.95215 | 11.0774 | 61.1249
1995-07-20 19:00 | 158.6103 | 77.438 | 3.2495 | 69.1017 | 18.7926 | 2.0732 | 129.2819 | 17.688 | 1.233 | 11.125 | 80.5423
1995-07-20 20:00 | 169.6176 | 72.0667 | 0.015066 | 71.8791 | 18.7926 | 2.0503 | 124.0172 | 17.6505 | 1.233 | 12.765 | 89.8982
1995-07-20 21:00 | 172.0185 | 68.1844 | 0 | 79.5096 | 18.7926 | 2.0289 | 123.4447 | 17.6524 | 1.233 | 13.3854 | 68.2402
1995-07-20 22:00 | 162.3834 | 68.8127 | 0 | 82.5138 | 18.7926 | 2.0252 | 126.3545 | 17.5951 | 1.233 | 12.6858 | 66.0007
1995-07-20 23:00 | 159.4763 | 63.4132 | 0 | 51.5524 | 18.7926 | 2.0233 | 132.7389 | 17.5349 | 1.233 | 14.5267 | 90.4618
1995-07-21 | 156.6543 | 62.1245 | 0 | 76.1621 | 18.7926 | 1.4091 | 89.8857 | 17.4512 | 1.0891 | 2.0963 | 60.9475
1995-07-21 01:00 | 151.922 | 64.2984 | 0.0021739 | 75.4063 | 18.7926 | 1.4089 | 90.3222 | 17.3822 | 1.0402 | 2.0963 | 55.5881
1995-07-21 02:00 | 145.773 | 66.5408 | 0.042156 | 67.6893 | 18.7926 | 1.4087 | 85.6512 | 17.3812 | 1.0402 | 2.0963 | 53.1406
1995-07-21 03:00 | 139.0543 | 69.4096 | 0.51801 | 59.1151 | 18.7926 | 1.4207 | 86.1276 | 17.3642 | 1.1955 | 2.0963 | 46.5445
1995-07-21 04:00 | 131.9715 | 75.5125 | 8.3924 | 50.3332 | 18.7926 | 1.4194 | 80.9901 | 17.3754 | 1.2386 | 2.0963 | 42.69
1995-07-21 05:00 | 119.9215 | 85.5613 | 68.0842 | 41.9785 | 18.7926 | 1.4347 | 68.9739 | 17.4131 | 1.2386 | 2.0963 | 40.7975
1995-07-21 06:00 | 105.6058 | 98.5987 | 221.102 | 34.7686 | 18.7926 | 1.4217 | 29.9699 | 17.403 | 1.2386 | 1.8123 | 17.1807
1995-07-21 07:00 | 85.9037 | 109.7777 | 441.7171 | 29.5772 | 18.7926 | 1.4214 | 16.7831 | 17.6641 | 0.73658 | 0.56929 | 1.2892
1995-07-21 08:00 | 73.4389 | 115.5383 | 630.6241 | 24.3037 | 18.1426 | 1.4345 | 15.3847 | 17.6784 | 0.14693 | 0.0042866 | 0
1995-07-21 09:00 | 70.8879 | 114.859 | 784.4125 | 23.2095 | 15.5336 | 1.4345 | 15.4524 | 17.659 | 0.24021 | 0.0042866 | 0.29491
1995-07-21 10:00 | 72.5719 | 104.486 | 802.9438 | 24.888 | 2.9336 | 1.4469 | 14.3385 | 17.5633 | 0.19412 | 0.0042866 | 0.16053
1995-07-21 11:00 | 77.0284 | 97.4619 | 888.7141 | 19.659 | 2.9336 | 1.447 | 14.1895 | 17.5477 | 0.011253 | 0.0042866 | 0
1995-07-21 12:00 | 91.3234 | 87.3773 | 868.708 | 20.1218 | 2.9336 | 1.447 | 13.9698 | 17.4891 | 0.011253 | 0.0042866 | 3.1192
1995-07-21 13:00 | 109.5143 | 82.6346 | 812.4122 | 19.3892 | 2.9336 | 1.447 | 13.533 | 17.5143 | 0.011253 | 0.0042866 | 0.93046
1995-07-21 14:00 | 116.8795 | 79.9382 | 748.5482 | 19.1543 | 2.9336 | 1.447 | 13.7619 | 17.5175 | 0.011253 | 0.0042866 | 1.5766
1995-07-21 15:00 | 126.3114 | 91.9058 | 609.261 | 21.1674 | 6.4867 | 1.447 | 13.6714 | 17.5073 | 0.089659 | 0.0042866 | 4.6814
1995-07-21 16:00 | 131.5631 | 105.9772 | 443.9669 | 23.7081 | 18.7926 | 1.4468 | 23.524 | 17.5374 | 0.28917 | 0.0042866 | 12.1264
1995-07-21 17:00 | 155.819 | 122.2508 | 237.3657 | 22.9669 | 17.1926 | 1.4263 | 28.8272 | 17.5694 | 0.64357 | 0.24173 | 37.7116
1995-07-21 18:00 | 167.1918 | 134.0268 | 75.6802 | 24.5343 | 17.1926 | 1.4292 | 64.6894 | 17.5767 | 0.62266 | 0.85326 | 65.76
1995-07-21 19:00 | 175.9759 | 139.2989 | 3.3454 | 31.3052 | 17.1926 | 1.4333 | 71.2625 | 17.5894 | 0.62266 | 2.0963 | 102.1754
1995-07-21 20:00 | 189.3129 | 142.2984 | 0.0054341 | 33.851 | 17.1926 | 1.4258 | 71.3487 | 17.5963 | 0.62266 | 2.0963 | 105.7637
1995-07-21 21:00 | 193.6865 | 137.7764 | 0 | 37.4588 | 17.1926 | 1.4268 | 72.4756 | 17.5631 | 0.62266 | 2.0963 | 89.0813
1995-07-21 22:00 | 226.7102 | 127.9812 | 0 | 33.6604 | 17.1926 | 1.4268 | 72.3401 | 17.4865 | 0.71764 | 2.0963 | 75.8566
1995-07-21 23:00 | 231.9906 | 125.3764 | 0 | 27.5604 | 17.1926 | 1.4267 | 70.1609 | 17.4413 | 0.57959 | 2.0963 | 77.8556
1995-07-22 | 232.5579 | 122.8398 | 0 | 51.0823 | 17.1926 | 1.4265 | 31.6619 | 17.2311 | 0.57959 | 0.28826 | 58.7576
1995-07-22 01:00 | 239.041 | 126.002 | 0.0012644 | 46.9088 | 17.1926 | 1.4263 | 31.3816 | 17.2225 | 0.57959 | 0.28826 | 49.0079
1995-07-22 02:00 | 242.823 | 130.3684 | 0.014694 | 46.7698 | 17.1926 | 1.426 | 28.578 | 17.2621 | 0.60051 | 0.28826 | 23.1996
1995-07-22 03:00 | 247.8574 | 138.917 | 0.25749 | 26.9095 | 17.1926 | 1.4255 | 29.0819 | 17.2466 | 0.60051 | 0.066777 | 37.0335
1995-07-22 04:00 | 243.6867 | 145.4666 | 6.6002 | 23.3956 | 17.1926 | 1.4246 | 19.2576 | 17.1456 | 0.10094 | 0.020247 | 48.9688
1995-07-22 05:00 | 233.3178 | 154.3069 | 65.8451 | 21.8418 | 17.1926 | 1.4252 | 12.6478 | 16.9981 | 0.089659 | 0.0045974 | 42.1416
1995-07-22 06:00 | 213.0506 | 155.2982 | 206.4334 | 22.0633 | 17.1926 | 1.4249 | 11.6164 | 16.9999 | 0.044582 | 0.0042866 | 9.3226
1995-07-22 07:00 | 184.7677 | 158.3351 | 403.3598 | 21.9016 | 0.16935 | 1.4246 | 7.0551 | 16.4402 | 0 | 0.0042866 | 0
1995-07-22 08:00 | 164.1569 | 151.4062 | 554.7188 | 21.1919 | 0 | 1.4246 | 6.8956 | 17.0146 | 0 | 0.0042866 | 0.034133
1995-07-22 09:00 | 126.3355 | 155.7722 | 664.0267 | 20.4283 | 0 | 1.3798 | 7.45 | 16.9609 | 0 | 0.0042866 | 0
1995-07-22 10:00 | 131.2493 | 151.8593 | 670.1197 | 16.3795 | 0 | 1.38 | 6.8942 | 16.6544 | 0 | 0.0042866 | 1.8812
1995-07-22 11:00 | 124.5429 | 150.2295 | 744.3989 | 11.8717 | 0 | 1.3786 | 6.9851 | 16.7962 | 0 | 0.0042866 | 0.12837
1995-07-22 12:00 | 158.6935 | 155.0717 | 674.7673 | 16.0576 | 0 | 1.3795 | 6.6756 | 16.3107 | 0 | 0.0042866 | 0.30559
1995-07-22 13:00 | 142.5169 | 165.5971 | 662.3386 | 25.912 | 0 | 1.3795 | 6.6967 | 15.6 | 0 | 0.0042866 | 0.56853
1995-07-22 14:00 | 164.2535 | 163.7826 | 573.8622 | 15.0364 | 0 | 1.3797 | 6.6502 | 16.5063 | 0 | 0.0042866 | 0.92098
1995-07-22 15:00 | 212.3346 | 167.4378 | 465.2798 | 21.9573 | 1.9836 | 1.3784 | 6.6445 | 16.9436 | 0.044582 | 0.0042866 | 0.65932
1995-07-22 16:00 | 269.7275 | 178.2805 | 327.8611 | 23.0824 | 1.9836 | 1.3861 | 7.8067 | 16.7508 | 0.089659 | 0.0042866 | 7.7475
1995-07-22 17:00 | 322.814 | 176.7153 | 183.4013 | 22.6839 | 1.9836 | 1.3862 | 8.3615 | 16.6128 | 0.044582 | 0.0042866 | 15.2836
1995-07-22 18:00 | 329.0857 | 170.5709 | 66.3517 | 22.3907 | 17.1926 | 1.3861 | 14.1899 | 16.9892 | 0.044582 | 0.0042866 | 36.4436
1995-07-22 19:00 | 320.3988 | 165.0359 | 2.8572 | 25.3396 | 17.1926 | 1.3862 | 18.6775 | 17.2545 | 0.044582 | 0.019936 | 25.7166
1995-07-22 20:00 | 307.8681 | 161.2233 | 0.012859 | 29.248 | 17.1926 | 1.4133 | 31.2169 | 17.4356 | 0.33253 | 0.066466 | 25.9915
1995-07-22 21:00 | 298.8225 | 156.1627 | 0 | 39.179 | 17.1926 | 1.4056 | 41.902 | 17.3049 | 0.31038 | 0.63147 | 16.0221
1995-07-22 22:00 | 270.601 | 147.9084 | 0 | 41.4625 | 17.1926 | 1.432 | 46.5841 | 17.172 | 0.31038 | 0.63147 | 15.5837
1995-07-22 23:00 | 253.5063 | 144.6887 | 0 | 42.6896 | 17.1926 | 1.432 | 48.8487 | 17.1495 | 0.31038 | 0.63147 | 10.0503
1995-07-23 | 245.9452 | 142.2389 | 0 | 55.7538 | 17.1926 | 1.4321 | 59.2928 | 17.2545 | 0.28823 | 2.0959 | 16.2227
1995-07-23 01:00 | 232.8451 | 135.9967 | 0 | 53.2956 | 17.1926 | 1.4326 | 59.5994 | 17.1947 | 0.27157 | 2.0959 | 21.2976
1995-07-23 02:00 | 217.7823 | 127.4556 | 0.022763 | 43.0236 | 17.1926 | 1.4368 | 59.7506 | 17.197 | 0.27157 | 2.0959 | 24.1474
1995-07-23 03:00 | 209.5482 | 118.7494 | 0.43857 | 38.4948 | 17.1926 | 1.4366 | 55.6513 | 17.2074 | 0.31257 | 2.0959 | 46.6658
1995-07-23 04:00 | 198.4254 | 106.8614 | 6.1077 | 40.6181 | 17.1926 | 1.4358 | 50.4578 | 17.2151 | 0.31257 | 2.0494 | 51.4867
1995-07-23 05:00 | 189.9911 | 97.8596 | 58.5145 | 46.3934 | 17.1926 | 1.4337 | 48.0567 | 17.2531 | 0.31257 | 2.0494 | 47.3903
1995-07-23 06:00 | 182.5096 | 94.9451 | 186.1098 | 36.777 | 17.1926 | 1.4335 | 27.0095 | 17.354 | 0.33472 | 2.0494 | 31.6119
1995-07-23 07:00 | 163.3931 | 95.2371 | 376.44 | 30.4203 | 17.1926 | 1.4338 | 26.3798 | 17.5786 | 0.33472 | 0.56929 | 10.213
1995-07-23 08:00 | 177.9871 | 94.9416 | 548.644 | 25.7551 | 17.1926 | 1.4338 | 26.0518 | 17.6064 | 0.33472 | 0.0042866 | 0.53687
1995-07-23 09:00 | 153.5924 | 99.179 | 683.675 | 21.305 | 17.1926 | 1.4214 | 26.4462 | 17.6144 | 0.31257 | 0.0042866 | 0
1995-07-23 10:00 | 175.8155 | 96.3144 | 753.122 | 34.2103 | 17.1926 | 1.4067 | 26.7615 | 17.5964 | 0.31257 | 0.0042866 | 0.0041643
1995-07-23 11:00 | 136.7688 | 102.7682 | 788.5725 | 24.0803 | 17.1926 | 1.4072 | 27.203 | 17.5345 | 0.31257 | 0.0042866 | 0.1847
1995-07-23 12:00 | 141.8848 | 105.8295 | 789.8962 | 21.5002 | 17.1926 | 1.4066 | 26.3848 | 17.3316 | 0.31257 | 0.0042866 | 0.062968
1995-07-23 13:00 | 147.8562 | 112.5143 | 763.4188 | 31.8042 | 17.1926 | 1.4072 | 26.9095 | 17.3558 | 0.33472 | 0.0042866 | 1.3287
1995-07-23 14:00 | 144.9 | 113.2939 | 699.5635 | 19.0638 | 17.1926 | 1.4076 | 26.8969 | 17.506 | 0.33472 | 0.0042866 | 2.4986
1995-07-23 15:00 | 169.1861 | 111.3163 | 583.3306 | 21.861 | 17.1926 | 1.4074 | 26.9504 | 17.515 | 0.33472 | 0.0042866 | 15.928
1995-07-23 16:00 | 164.7308 | 113.539 | 430.3658 | 33.6091 | 17.1926 | 1.4131 | 27.1056 | 17.5485 | 0.33472 | 0.0042866 | 9.4348
1995-07-23 17:00 | 163.4655 | 117.2893 | 234.9096 | 33.3447 | 17.1926 | 1.417 | 28.1511 | 17.5484 | 0.37979 | 0.58494 | 40.0634
1995-07-23 18:00 | 156.8501 | 123.1207 | 72.2355 | 52.2472 | 17.1926 | 1.417 | 94.3173 | 17.5419 | 0.37979 | 2.0963 | 74.6245
1995-07-23 19:00 | 166.2893 | 128.7873 | 2.1995 | 65.8149 | 17.1926 | 1.417 | 121.3171 | 17.5418 | 0.37979 | 2.0963 | 64.794
1995-07-23 20:00 | 173.0664 | 133.4612 | 0.0084093 | 56.3781 | 17.1926 | 1.4117 | 113.3982 | 17.4821 | 0.37979 | 2.0963 | 59.3266
1995-07-23 21:00 | 172.0091 | 140.7957 | 0 | 57.4153 | 17.1926 | 1.4088 | 120.8476 | 17.4907 | 0.40194 | 2.0963 | 41.0181
1995-07-23 22:00 | 170.0353 | 143.0573 | 0 | 68.1957 | 17.1926 | 1.4107 | 104.7108 | 17.4566 | 0.42144 | 2.0963 | 60.7772
1995-07-23 23:00 | 182.4846 | 138.2205 | 0 | 49.7511 | 17.1926 | 1.4118 | 120.958 | 17.3948 | 0.40194 | 2.0963 | 33.9669
1995-07-24 | 189.4842 | 131.4793 | 0 | 72.8129 | 17.1926 | 1.4122 | 96.1085 | 17.3523 | 0.61233 | 2.1179 | 24.123
1995-07-24 01:00 | 193.9393 | 127.337 | 3.9827e-05 | 64.9111 | 17.1926 | 1.4126 | 92.7994 | 17.3341 | 0.58593 | 2.1036 | 30.6107
1995-07-24 02:00 | 200.1471 | 125.6998 | 0.023564 | 54.7253 | 17.1926 | 1.4123 | 90.2345 | 17.3303 | 0.58593 | 2.1033 | 13.3212
1995-07-24 03:00 | 206.2396 | 120.6954 | 0.37142 | 43.7082 | 17.1926 | 1.4121 | 84.6754 | 17.32 | 0.57468 | 2.1174 | 45.1224
1995-07-24 04:00 | 202.3817 | 110.5498 | 6.4401 | 53.6188 | 17.1926 | 1.4109 | 81.6618 | 17.3233 | 0.55253 | 2.1083 | 54.9552
1995-07-24 05:00 | 196.4064 | 97.5546 | 63.5571 | 55.4549 | 17.1926 | 1.4208 | 72.9474 | 17.3124 | 0.53038 | 2.1066 | 36.6691
1995-07-24 06:00 | 185.8792 | 86.5294 | 200.6791 | 54.4788 | 17.1926 | 1.4212 | 75.1547 | 17.3913 | 0.53038 | 2.1129 | 18.8125
1995-07-24 07:00 | 166.5622 | 84.2396 | 417.1076 | 42.1932 | 17.1926 | 1.4152 | 54.9313 | 17.4105 | 0.53038 | 2.0798 | 1.6848
1995-07-24 08:00 | 154.6052 | 82.0007 | 618.5915 | 31.4446 | 17.1926 | 1.4133 | 45.8122 | 17.4266 | 0.53038 | 0.27247 | 0
1995-07-24 09:00 | 152.6177 | 83.5718 | 770.3891 | 40.3449 | 17.1926 | 1.4148 | 50.7099 | 17.411 | 0.53586 | 0.2646 | 0.23384
1995-07-24 10:00 | 138.9889 | 77.2373 | 848.0304 | 28.3301 | 17.1926 | 1.4155 | 35.6753 | 17.3857 | 0.54714 | 0.27243 | 0
1995-07-24 11:00 | 136.6047 | 79.3918 | 891.0953 | 26.9495 | 17.1926 | 1.4155 | 35.5646 | 17.3714 | 0.54714 | 0.24349 | 0.07258
1995-07-24 12:00 | 136.9768 | 83.5144 | 880.7495 | 28.8644 | 17.1926 | 1.4258 | 46.2382 | 17.3129 | 0.54714 | 0.26217 | 0.1064
1995-07-24 13:00 | 133.0295 | 85.4724 | 845.8083 | 30.5485 | 17.1926 | 1.429 | 34.5938 | 17.2695 | 0.54714 | 0.26767 | 1.2391
1995-07-24 14:00 | 146.3941 | 86.6376 | 755.8555 | 31.8018 | 17.1926 | 1.4352 | 34.6524 | 17.3013 | 0.54714 | 0.24377 | 1.259
1995-07-24 15:00 | 160.2423 | 91.0068 | 621.7135 | 36.0842 | 17.1926 | 1.4327 | 34.5423 | 17.2954 | 0.54714 | 0.25586 | 0.59244
1995-07-24 16:00 | 157.8341 | 95.6867 | 450.5633 | 30.8428 | 17.1926 | 1.4327 | 40.9814 | 17.4211 | 0.54714 | 0.27102 | 3.8959
1995-07-24 17:00 | 160.3956 | 103.882 | 238.8542 | 55.6588 | 17.1926 | 1.4188 | 71.8395 | 17.4573 | 0.54714 | 1.291 | 32.6254
1995-07-24 18:00 | 165.3818 | 108.0765 | 71.4603 | 81.8006 | 17.1926 | 1.4188 | 86.9765 | 17.4893 | 0.52623 | 2.112 | 80.3218
1995-07-24 19:00 | 193.3359 | 113.7112 | 3.023 | 71.9951 | 17.1926 | 1.4186 | 85.4137 | 17.4546 | 0.52623 | 2.1221 | 90.8867
1995-07-24 20:00 | 210.9383 | 120.3297 | 0 | 81.6815 | 17.1926 | 1.4209 | 84.2533 | 17.4268 | 0.52623 | 2.1234 | 91.2308
1995-07-24 21:00 | 226.221 | 126.8198 | 0 | 77.3715 | 17.1926 | 1.4211 | 84.0838 | 17.4208 | 0.52623 | 2.1244 | 56.9146
1995-07-24 22:00 | 215.2289 | 128.8708 | 0 | 71.1712 | 17.1926 | 1.4214 | 82.3706 | 17.3891 | 0.52623 | 2.1109 | 80.0145
1995-07-24 23:00 | 226.3836 | 128.638 | 0 | 60.5106 | 17.1926 | 1.4187 | 81.889 | 17.333 | 0.54838 | 2.1165 | 48.7003
1995-07-25 | 238.248 | 125.231 | 0 | 79.8517 | 17.1926 | 1.4188 | 66.3856 | 17.2819 | 0.40197 | 2.113 | 19.2475
1995-07-25 01:00 | 242.9406 | 119.5694 | 0.0007366 | 72.252 | 17.1926 | 1.4187 | 49.8178 | 17.223 | 0.42412 | 2.102 | 21.2291
1995-07-25 02:00 | 249.7114 | 115.7022 | 0.026531 | 65.1622 | 17.1926 | 1.3879 | 47.8373 | 17.2204 | 0.42412 | 2.1017 | 30.1287
1995-07-25 03:00 | 253.1536 | 116.6101 | 0.41856 | 66.0111 | 17.1926 | 1.3904 | 45.8858 | 17.2183 | 0.43537 | 2.1126 | 53.7485
1995-07-25 04:00 | 247.8033 | 118.2567 | 6.5565 | 54.1972 | 17.1926 | 1.3901 | 45.2535 | 17.2252 | 0.45752 | 1.6097 | 39.148
1995-07-25 05:00 | 238.879 | 119.9093 | 60.3832 | 37.458 | 9.2559 | 1.3885 | 35.3913 | 17.1093 | 0.12527 | 0.29624 | 28.5274
1995-07-25 06:00 | 224.7578 | 121.4642 | 206.5048 | 33.7924 | 6.168 | 1.3882 | 27.213 | 17.1471 | 0.12527 | 0.017176 | 14.9217
1995-07-25 07:00 | 204.6859 | 123.1638 | 423.9494 | 26.1783 | 1.9836 | 1.388 | 25.8127 | 17.1476 | 0.12527 | 0.027585 | 5.6807
1995-07-25 08:00 | 171.6263 | 121.0266 | 598.1104 | 20.8639 | 1.9836 | 1.3894 | 16.7193 | 17.0902 | 0.12527 | 0.028079 | 1.1312
1995-07-25 09:00 | 153.4117 | 109.0818 | 707.9459 | 22.4446 | 1.9836 | 1.3895 | 16.6304 | 17.0527 | 0.14194 | 0.02223 | 0.86037
1995-07-25 10:00 | 138.5899 | 94.9736 | 775.4867 | 24.9395 | 1.9836 | 1.3898 | 16.3522 | 17.0849 | 0.14194 | 0.028291 | 0.64333
1995-07-25 11:00 | 139.996 | 92.3702 | 808.7316 | 24.9402 | 1.9836 | 1.3901 | 16.426 | 17.1598 | 0.14194 | 0.0058953 | 0.021636
1995-07-25 12:00 | 156.8567 | 97.9659 | 804.7103 | 16.8721 | 1.9836 | 1.3903 | 17.0091 | 17.163 | 0.14194 | 0.020352 | 0
1995-07-25 13:00 | 158.4371 | 100.9535 | 758.6442 | 17.6269 | 1.9836 | 1.3879 | 14.1438 | 16.1791 | 0.14194 | 0.024605 | 0
1995-07-25 14:00 | 166.3882 | 101.7689 | 713.8211 | 21.2172 | 1.9836 | 1.3881 | 16.0192 | 17.1698 | 0.14194 | 0.0061089 | 0
1995-07-25 15:00 | 171.4084 | 107.9164 | 581.6624 | 18.5434 | 1.9836 | 1.3881 | 16.094 | 17.1936 | 0.14194 | 0.015462 | 0.29167
1995-07-25 16:00 | 199.0178 | 111.1368 | 411.2416 | 31.6344 | 1.9836 | 1.388 | 18.0108 | 17.2412 | 0.33017 | 0.25761 | 4.289
1995-07-25 17:00 | 218.8844 | 112.4636 | 226.8515 | 44.0918 | 1.9836 | 1.4033 | 30.8186 | 17.2926 | 0.50381 | 0.29503 | 26.3389
1995-07-25 18:00 | 275.9116 | 112.7177 | 60.6674 | 51.3592 | 1.9836 | 1.4032 | 46.6566 | 17.3282 | 0.52473 | 0.30045 | 72.854
1995-07-25 19:00 | 290.28 | 111.4801 | 1.8239 | 74.564 | 1.9836 | 1.4033 | 47.287 | 17.3696 | 0.52473 | 0.30829 | 75.9599
1995-07-25 20:00 | 299.2065 | 109.6607 | 0.0052907 | 54.4836 | 16.3431 | 1.4035 | 52.8231 | 17.3417 | 0.52473 | 0.30929 | 60.6728
1995-07-25 21:00 | 298.9235 | 110.3151 | 0 | 67.6287 | 13.7073 | 1.4048 | 51.1239 | 17.3481 | 0.52473 | 0.31006 | 49.4651
1995-07-25 22:00 | 290.0521 | 114.6391 | 0 | 57.9136 | 1.9836 | 1.4061 | 48.8283 | 17.3646 | 0.48573 | 0.2996 | 56.8254
1995-07-25 23:00 | 282.4932 | 122.4191 | 0 | 58.2484 | 1.9836 | 1.4061 | 53.0247 | 17.3486 | 0.48573 | 0.30639 | 44.234
1995-07-26 | 273.5502 | 121.4426 | 0 | 64.2966 | 18.7926 | 2.0048 | 75.3038 | 17.2227 | 0.48573 | 2.8414 | 65.7399
1995-07-26 01:00 | 266.7211 | 115.1262 | 0 | 65.1392 | 18.7926 | 2.0028 | 72.8213 | 17.1991 | 0.50256 | 2.8315 | 74.5856
1995-07-26 02:00 | 256.902 | 108.7603 | 0.019888 | 59.4452 | 18.7926 | 2.0018 | 71.1074 | 17.2395 | 0.50256 | 2.8313 | 56.3257
1995-07-26 03:00 | 245.7285 | 105.7574 | 0.32063 | 71.1205 | 18.7926 | 2.0015 | 71.2952 | 17.2568 | 0.50256 | 2.841 | 61.2082
1995-07-26 04:00 | 233.0859 | 111.6319 | 5.9221 | 46.9005 | 18.7926 | 2.0057 | 70.3253 | 17.2459 | 0.50256 | 2.8348 | 77.4108
1995-07-26 05:00 | 209.6415 | 115.2889 | 63.6297 | 42.4789 | 18.7926 | 1.3796 | 52.6727 | 17.318 | 0.81723 | 2.1034 | 52.629
1995-07-26 06:00 | 179.643 | 110.1027 | 219.4608 | 44.7806 | 18.7926 | 1.4245 | 31.1633 | 17.4686 | 0.81723 | 1.8863 | 19.0282
1995-07-26 07:00 | 144.3684 | 107.6165 | 448.3937 | 33.6163 | 18.7926 | 1.4256 | 25.3611 | 17.568 | 0.33241 | 1.8918 | 4.2028
1995-07-26 08:00 | 120.9248 | 100.773 | 657.2942 | 30.5002 | 3.5836 | 1.4226 | 17.8864 | 17.3788 | 0.16966 | 0.025606 | 0.19042
1995-07-26 09:00 | 100.877 | 114.3593 | 750.0311 | 25.5316 | 3.5836 | 1.4228 | 17.6768 | 17.3917 | 0.16966 | 0.020365 | 0
1995-07-26 10:00 | 97.4056 | 90.5941 | 851.8798 | 26.0276 | 3.5836 | 1.4232 | 17.5448 | 17.3819 | 0.16966 | 0.025796 | 0
1995-07-26 11:00 | 94.8497 | 106.0977 | 862.5011 | 26.8676 | 3.5836 | 1.4235 | 16.7905 | 17.3864 | 0.16966 | 0.0057281 | 0
1995-07-26 12:00 | 106.789 | 120.9065 | 806.3784 | 25.3719 | 3.5836 | 1.4255 | 20.5411 | 17.389 | 0.16966 | 0.018682 | 0
1995-07-26 13:00 | 106.9734 | 121.8418 | 810.6491 | 29.2649 | 3.5836 | 1.4142 | 16.3837 | 17.3924 | 0.16966 | 0.022493 | 0.055587
1995-07-26 14:00 | 112.5068 | 117.9328 | 702.2392 | 30.5279 | 3.5836 | 1.4144 | 20.3096 | 17.4043 | 0.16966 | 0.0059195 | 0.42867
1995-07-26 15:00 | 145.4785 | 111.4657 | 579.4177 | 30.7318 | 3.5836 | 1.4143 | 24.1502 | 17.4028 | 0.16966 | 0.0143 | 0.46338
1995-07-26 16:00 | 169.7695 | 122.9135 | 416.7975 | 32.6809 | 18.7926 | 1.4143 | 33.3294 | 17.4157 | 0.65294 | 0.080699 | 7.9352
1995-07-26 17:00 | 172.4719 | 129.0102 | 238.5555 | 41.2464 | 18.7926 | 1.4143 | 47.0065 | 17.6471 | 0.82124 | 0.1963 | 40.6538
1995-07-26 18:00 | 198.4443 | 142.5418 | 69.2198 | 50.0545 | 18.7926 | 1.4142 | 58.9215 | 17.6329 | 1.0649 | 2.6158 | 73.402
1995-07-26 19:00 | 233.246 | 143.2427 | 1.7248 | 56.6134 | 18.7926 | 1.4143 | 93.4393 | 17.658 | 1.0702 | 4.2627 | 50.2556
1995-07-26 20:00 | 254.2539 | 139.9794 | 0.0049512 | 65.065 | 18.7926 | 1.4145 | 92.9903 | 17.6074 | 1.0702 | 6.7396 | 51.8574
1995-07-26 21:00 | 255.4436 | 141.3108 | 0 | 72.6049 | 18.7926 | 1.4056 | 92.8496 | 17.6119 | 1.0285 | 6.7403 | 41.5146
1995-07-26 22:00 | 247.5466 | 158.2626 | 0 | 60.9045 | 18.7926 | 1.4057 | 94.8048 | 17.5727 | 0.44674 | 7.5219 | 33.4544
1995-07-26 23:00 | 243.0668 | 159.3418 | 0 | 60.7592 | 18.7926 | 1.4069 | 94.9544 | 17.5057 | 0.46889 | 7.5217 | 39.2575
1995-07-27 | 239.5586 | 151.3698 | 0 | 84.9327 | 17.1926 | 2.0055 | 106.6073 | 17.5134 | 0.67927 | 6.1016 | 56.3221
1995-07-27 01:00 | 235.8528 | 143.1671 | 0 | 77.9589 | 17.1926 | 2.0036 | 108.9616 | 17.4771 | 0.65712 | 6.0962 | 49.5774
1995-07-27 02:00 | 232.094 | 144.2258 | 0.02264 | 71.3351 | 17.1926 | 2.0024 | 111.8535 | 17.4251 | 0.48728 | 5.3117 | 42.9655
1995-07-27 03:00 | 227.381 | 147.1068 | 0.32366 | 70.0508 | 17.1926 | 2.002 | 110.3428 | 17.4016 | 0.45761 | 5.6361 | 37.8468
1995-07-27 04:00 | 220.2447 | 152.5248 | 5.5052 | 62.7181 | 17.1926 | 1.9739 | 101.0998 | 17.4198 | 0.43546 | 3.622 | 23.2174
1995-07-27 05:00 | 205.5111 | 150.8654 | 56.5453 | 53.2204 | 17.1926 | 1.3772 | 88.0147 | 17.448 | 0.43546 | 3.0146 | 21.1729
1995-07-27 06:00 | 180.1394 | 144.6397 | 193.7283 | 48.4196 | 17.1926 | 1.3769 | 49.9063 | 17.5151 | 0.43546 | 2.6256 | 13.6839
1995-07-27 07:00 | 155.1141 | 143.0998 | 387.5163 | 43.4141 | 17.1926 | 1.3768 | 44.3411 | 17.608 | 0.45169 | 2.6307 | 6.3793
1995-07-27 08:00 | 133.8339 | 141.3472 | 562.3706 | 39.4102 | 16.264 | 1.3768 | 36.7339 | 17.6307 | 0.44674 | 0.80695 | 0.93196
1995-07-27 09:00 | 132.9929 | 141.0435 | 692.0451 | 31.7234 | 1.9836 | 1.377 | 33.9028 | 17.6231 | 0.43546 | 0.80408 | 0.20468
1995-07-27 10:00 | 126.9919 | 134.3993 | 751.2348 | 21.4192 | 1.9836 | 1.5197 | 33.2735 | 17.5618 | 0.43546 | 0.80705 | 3.7563
1995-07-27 11:00 | 124.035 | 126.3001 | 783.9283 | 23.7125 | 1.9836 | 1.52 | 31.827 | 17.5455 | 0.43546 | 0.79608 | 0.036061
1995-07-27 12:00 | 141.1575 | 110.2037 | 767.5269 | 25.1047 | 1.9836 | 1.5203 | 31.9622 | 17.5895 | 0.43546 | 0.80316 | 0.048277
1995-07-27 13:00 | 128.1237 | 108.3069 | 717.6012 | 29.37 | 1.9836 | 1.5203 | 31.8285 | 17.5651 | 0.43546 | 0.80524 | 0
1995-07-27 14:00 | 130.3211 | 109.9145 | 663.2286 | 28.6743 | 1.9836 | 1.5205 | 35.6497 | 17.6011 | 0.41596 | 0.79618 | 0.15294
1995-07-27 15:00 | 144.4276 | 109.593 | 515.3219 | 40.8768 | 1.9836 | 2.2012 | 55.4752 | 17.6144 | 0.41596 | 1.0222 | 0.53667
1995-07-27 16:00 | 158.8796 | 104.911 | 381.8963 | 46.3147 | 1.9836 | 2.1982 | 70.1605 | 17.6692 | 0.37166 | 6.7992 | 12.014
1995-07-27 17:00 | 175.0422 | 101.6802 | 200.6956 | 57.9314 | 17.1926 | 2.192 | 83.3446 | 17.738 | 0.39381 | 6.795 | 24.5924
1995-07-27 18:00 | 187.7299 | 98.3827 | 62.7305 | 55.9106 | 17.1926 | 2.1845 | 119.0179 | 17.7725 | 0.40509 | 11.1076 | 55.5762
1995-07-27 19:00 | 206.1688 | 95.2505 | 1.3329 | 76.639 | 17.1926 | 2.1748 | 125.3911 | 17.7691 | 0.39381 | 13.3786 | 54.6241
1995-07-27 20:00 | 217.2265 | 91.2461 | 0 | 70.7032 | 17.1926 | 2.1615 | 137.5674 | 17.7605 | 0.39381 | 13.3791 | 44.2458
1995-07-27 21:00 | 214.9515 | 88.2402 | 0 | 79.9731 | 17.1926 | 2.1426 | 133.187 | 17.7643 | 0.39381 | 13.3794 | 36.3349
1995-07-27 22:00 | 197.1784 | 82.4214 | 0 | 80.9733 | 17.1926 | 2.1325 | 139.8385 | 17.7102 | 0.39381 | 13.3743 | 49.0311
1995-07-27 23:00 | 188.9062 | 79.6584 | 0 | 69.7585 | 17.1926 | 2.1258 | 141.3148 | 17.6169 | 0.39381 | 13.3734 | 39.2448
1995-07-28 | 181.8881 | 73.9228 | 0 | 92.9338 | 18.7926 | 2.1219 | 137.6787 | 17.5523 | 1.2168 | 13.3725 | 42.3556
1995-07-28 01:00 | 169.9205 | 67.2916 | 0 | 94.4244 | 18.7926 | 2.1199 | 130.6784 | 17.5026 | 1.1811 | 13.37 | 39.6899
1995-07-28 02:00 | 158.3295 | 59.7721 | 0.015951 | 89.2493 | 18.7926 | 2.1196 | 142.1371 | 17.4822 | 1.1811 | 13.37 | 28.0953
1995-07-28 03:00 | 145.5923 | 54.6468 | 0.24834 | 88.8712 | 18.7926 | 2.1217 | 132.8313 | 17.4699 | 1.1643 | 13.3725 | 36.1102
1995-07-28 04:00 | 135.1911 | 52.1611 | 5.0274 | 70.2851 | 18.7926 | 2.1282 | 142.5754 | 17.4717 | 1.1864 | 11.1243 | 46.6476
1995-07-28 05:00 | 120.6031 | 49.7166 | 54.1385 | 64.435 | 18.7926 | 2.1403 | 123.8956 | 17.4938 | 1.1864 | 11.124 | 33.1534
1995-07-28 06:00 | 100.1714 | 48.7568 | 178.6845 | 65.623 | 18.7926 | 2.1553 | 101.1541 | 17.5622 | 1.1864 | 11.3776 | 13.4399
1995-07-28 07:00 | 81.3058 | 48.493 | 361.7886 | 62.1024 | 18.7926 | 2.168 | 76.082 | 17.6343 | 1.1696 | 11.38 | 0.5076
1995-07-28 08:00 | 73.6684 | 49.383 | 535.2119 | 44.5423 | 18.7926 | 2.1778 | 54.6106 | 17.6802 | 1.1669 | 6.8737 | 0.0073785
1995-07-28 09:00 | 73.9352 | 49.8944 | 667.2514 | 29.7436 | 6.156 | 2.1855 | 55.06 | 17.6588 | 1.1891 | 4.3867 | 0
1995-07-28 10:00 | 64.2087 | 48.7657 | 730.1955 | 26.9374 | 13.9883 | 2.1921 | 52.8343 | 17.5402 | 1.1682 | 0.23845 | 0.12052
1995-07-28 11:00 | 67.1762 | 44.8525 | 772.3368 | 25.7675 | 3.5836 | 1.5138 | 52.4761 | 17.5162 | 1.1515 | 0.22613 | 0
1995-07-28 12:00 | 68.7854 | 45.086 | 744.3462 | 20.2813 | 8.1117 | 2.1678 | 51.7915 | 17.4468 | 1.1515 | 0.22943 | 0.022005
1995-07-28 13:00 | 72.2685 | 46.5892 | 710.623 | 24.3221 | 3.5836 | 1.5142 | 52.0606 | 17.4286 | 1.1294 | 0.23039 | 0.036406
1995-07-28 14:00 | 78.1488 | 47.6806 | 673.0114 | 32.3671 | 5.4024 | 1.9716 | 53.7366 | 17.4715 | 1.1072 | 1.0172 | 0.1477
1995-07-28 15:00 | 89.2797 | 53.1843 | 535.9835 | 39.8643 | 10.9121 | 2.1962 | 56.2879 | 17.4929 | 1.1072 | 6.7783 | 0.64482
1995-07-28 16:00 | 102.7593 | 55.642 | 409.5591 | 58.588 | 17.41 | 2.1961 | 63.5373 | 17.6098 | 1.1306 | 7.5402 | 5.4685
1995-07-28 17:00 | 108.5221 | 56.2076 | 219.2819 | 54.2154 | 17.41 | 2.2018 | 104.0846 | 17.6275 | 1.1306 | 11.4224 | 9.9441
1995-07-28 18:00 | 120.6316 | 55.071 | 64.0106 | 71.107 | 17.41 | 2.2021 | 125.1719 | 17.636 | 1.1306 | 11.4237 | 52.1099
1995-07-28 19:00 | 137.2107 | 52.417 | 1.3822 | 77.1498 | 17.41 | 2.1927 | 136.98 | 17.6623 | 1.1347 | 11.4255 | 46.4814
1995-07-28 20:00 | 149.179 | 48.6252 | 0.0016145 | 71.491 | 17.41 | 2.1816 | 141.4522 | 17.6574 | 1.1347 | 11.4257 | 57.2344
1995-07-28 21:00 | 150.111 | 43.2567 | 0 | 98.1149 | 17.41 | 2.1616 | 131.8875 | 17.7449 | 1.1347 | 11.4259 | 30.7486
1995-07-28 22:00 | 139.8837 | 37.5887 | 0 | 74.1082 | 17.41 | 2.1511 | 139.6657 | 17.6763 | 1.1347 | 11.4235 | 44.7451
1995-07-28 23:00 | 131.5746 | 34.1729 | 0 | 85.2314 | 17.41 | 2.1358 | 136.2212 | 17.6352 | 1.0748 | 11.4269 | 44.9085
1995-07-29 | 122.7581 | 31.4433 | 0 | 104.2474 | 17.41 | 2.1305 | 128.3519 | 17.576 | 1.3068 | 11.4675 | 53.705
1995-07-29 01:00 | 115.4608 | 29.1864 | 0 | 108.7277 | 17.41 | 2.0791 | 117.0217 | 17.534 | 1.3646 | 12.215 | 44.91
1995-07-29 02:00 | 108.1332 | 26.2288 | 0.010563 | 107.5772 | 17.41 | 2.0783 | 118.403 | 17.4935 | 1.3646 | 11.8701 | 37.3371
1995-07-29 03:00 | 104.0789 | 23.7648 | 0.26748 | 101.1504 | 17.41 | 2.0627 | 116.9116 | 17.4709 | 1.3814 | 11.7616 | 40.4926
1995-07-29 04:00 | 97.9863 | 20.9079 | 4.9886 | 79.8467 | 17.41 | 2.0542 | 117.9074 | 17.4994 | 1.3814 | 12.1453 | 52.4656
1995-07-29 05:00 | 88.2818 | 18.3808 | 57.6232 | 67.2712 | 17.41 | 2.0669 | 93.1458 | 17.5418 | 1.3814 | 12.2186 | 62.5427
1995-07-29 06:00 | 72.6059 | 17.8284 | 186.8807 | 62.1754 | 17.41 | 2.0822 | 85.4134 | 17.6274 | 1.3814 | 7.8775 | 21.0759
1995-07-29 07:00 | 57.9262 | 18.6844 | 392.9414 | 50.0975 | 17.41 | 1.4358 | 63.8314 | 17.6434 | 1.3814 | 2.0407 | 3.4351
1995-07-29 08:00 | 53.8936 | 19.4101 | 587.2379 | 41.9298 | 17.41 | 1.4358 | 26.7619 | 17.7431 | 1.3814 | 0.23283 | 0
1995-07-29 09:00 | 55.772 | 18.4112 | 731.5755 | 39.5049 | 17.41 | 1.4272 | 25.4887 | 17.7105 | 1.3814 | 0.2311 | 0
1995-07-29 10:00 | 52.6157 | 20.4194 | 800.1303 | 33.1517 | 8.9854 | 1.4276 | 25.7865 | 17.5998 | 1.4024 | 0.2329 | 0
1995-07-29 11:00 | 55.8965 | 17.3761 | 812.7701 | 34.6853 | 11.3408 | 1.4402 | 25.3701 | 17.6806 | 1.419 | 0.22624 | 0
1995-07-29 12:00 | 62.054 | 13.5541 | 782.9829 | 32.7619 | 10.6077 | 1.4405 | 25.3119 | 17.6451 | 1.3969 | 0.23054 | 0
1995-07-29 13:00 | 67.7068 | 11.7309 | 738.6782 | 43.0378 | 3.5836 | 1.4406 | 25.8861 | 17.5675 | 1.3969 | 0.2318 | 0
1995-07-29 14:00 | 79.3165 | 10.4858 | 682.6835 | 41.7814 | 12.5439 | 1.4408 | 26.2996 | 17.5707 | 1.5335 | 0.22631 | 0
1995-07-29 15:00 | 91.1475 | 9.8686 | 534.7385 | 44.3269 | 16.8327 | 1.4216 | 34.2182 | 17.6092 | 1.3762 | 0.22909 | 3.3432
1995-07-29 16:00 | 102.2389 | 10.224 | 395.3729 | 49.7308 | 17.41 | 1.4212 | 63.7663 | 17.6209 | 1.3971 | 0.23048 | 18.1858
1995-07-29 17:00 | 130.2328 | 11.6974 | 217.2308 | 57.0701 | 17.41 | 1.4291 | 69.5317 | 17.7198 | 1.3971 | 0.24343 | 37.2429
1995-07-29 18:00 | 158.0006 | 15.7906 | 64.0397 | 69.5107 | 17.41 | 2.1046 | 92.0399 | 17.7374 | 1.3957 | 9.6119 | 56.2273
1995-07-29 19:00 | 184.1955 | 20.1954 | 1.2245 | 65.9345 | 17.41 | 2.095 | 101.7987 | 17.7313 | 1.3904 | 11.4222 | 61.8255
1995-07-29 20:00 | 203.6756 | 23.5152 | 0.001451 | 75.998 | 17.41 | 2.0856 | 95.0099 | 17.742 | 1.3904 | 10.8987 | 61.0575
1995-07-29 21:00 | 202.7313 | 24.243 | 0 | 75.7576 | 17.41 | 2.0706 | 109.9187 | 17.7179 | 1.3904 | 11.4693 | 13.1007
1995-07-29 22:00 | 197.2403 | 25.8482 | 0 | 88.1943 | 17.41 | 2.0536 | 101.9271 | 17.613 | 1.3904 | 11.4662 | 17.9938
1995-07-29 23:00 | 185.1548 | 24.3588 | 0 | 74.0444 | 17.41 | 2.0433 | 109.4665 | 17.5658 | 1.4293 | 11.4683 | 18.6735
1995-07-30 | 171.7227 | 25.0236 | 0 | 93.3347 | 17.41 | 2.036 | 106.4751 | 17.5025 | 1.4084 | 21.0711 | 57.2744
1995-07-30 01:00 | 160.204 | 25.5268 | 0 | 98.2737 | 17.41 | 2.0552 | 119.355 | 17.4566 | 1.4084 | 21.0681 | 29.5997
1995-07-30 02:00 | 152.6111 | 21.4037 | 0.010472 | 75.6942 | 17.41 | 2.0686 | 115.0073 | 17.43 | 1.4084 | 20.7163 | 50.7089
1995-07-30 03:00 | 145.5892 | 17.4206 | 0.20846 | 83.6129 | 17.41 | 2.0695 | 100.3695 | 17.4057 | 1.3863 | 18.8244 | 62.2379
1995-07-30 04:00 | 142.8614 | 15.3984 | 4.8516 | 78.1863 | 17.41 | 2.0751 | 101.4568 | 17.4191 | 1.3863 | 18.8225 | 71.4035
1995-07-30 05:00 | 133.3011 | 15.3743 | 58.824 | 79.6244 | 17.41 | 2.0865 | 91.762 | 17.4557 | 1.3863 | 18.6987 | 58.5737
1995-07-30 06:00 | 115.0756 | 17.3344 | 204.3596 | 63.2158 | 17.41 | 2.1095 | 90.8776 | 17.5641 | 1.3412 | 18.6535 | 46.0456
1995-07-30 07:00 | 89.5846 | 20.5067 | 427.9182 | 55.6729 | 17.41 | 2.1199 | 89.1355 | 17.6628 | 1.358 | 9.2159 | 9.1956
1995-07-30 08:00 | 79.972 | 24.3858 | 633.1573 | 52.665 | 17.41 | 2.1312 | 80.6562 | 17.6991 | 1.358 | 6.5886 | 0.23384
1995-07-30 09:00 | 79.0927 | 28.0089 | 785.0972 | 59.7174 | 17.41 | 2.1411 | 75.8166 | 17.6754 | 1.358 | 6.587 | 0
1995-07-30 10:00 | 67.3385 | 30.7392 | 870.6346 | 54.1401 | 17.41 | 2.1418 | 76.3013 | 17.677 | 1.358 | 6.5887 | 0.052799
1995-07-30 11:00 | 75.8709 | 31.1453 | 899.4121 | 51.4188 | 17.41 | 2.1423 | 74.9802 | 17.6144 | 1.3468 | 6.541 | 0.20349
1995-07-30 12:00 | 87.6088 | 30.7285 | 877.8568 | 51.7486 | 17.41 | 2.1313 | 74.5431 | 17.5924 | 1.3689 | 6.5449 | 0.0089092
1995-07-30 13:00 | 92.491 | 30.8239 | 825.5622 | 48.3756 | 17.41 | 2.1314 | 66.3101 | 17.5993 | 1.3702 | 6.5873 | 0.43931
1995-07-30 14:00 | 99.3788 | 30.5089 | 731.687 | 51.0822 | 17.41 | 2.1313 | 75.717 | 17.607 | 1.3589 | 6.5826 | 2.3949
1995-07-30 15:00 | 109.096 | 32.5744 | 597.4589 | 59.0056 | 17.41 | 2.1315 | 64.37 | 17.6035 | 1.3589 | 6.5852 | 11.1833
1995-07-30 16:00 | 123.2372 | 36.8183 | 418.9853 | 58.9304 | 17.41 | 2.1358 | 75.1036 | 17.6426 | 1.3589 | 6.643 | 19.5392
1995-07-30 17:00 | 136.8566 | 44.1047 | 219.0425 | 71.3896 | 17.41 | 2.1372 | 86.7736 | 17.6582 | 1.3589 | 17.0238 | 40.7044
1995-07-30 18:00 | 160.786 | 52.3744 | 65.7147 | 77.4529 | 17.41 | 2.1356 | 103.8769 | 17.6972 | 1.3798 | 18.8521 | 83.0936
1995-07-30 19:00 | 190.3248 | 60.4978 | 1.0216 | 87.0968 | 17.41 | 2.0992 | 125.328 | 17.7227 | 1.3798 | 21.1285 | 84.5307
1995-07-30 20:00 | 215.5128 | 72.2745 | 0 | 80.428 | 17.41 | 2.0897 | 114.7215 | 17.6943 | 1.3577 | 20.0754 | 52.063
1995-07-30 21:00 | 218.8719 | 84.3434 | 0 | 92.7325 | 17.41 | 2.0767 | 117.8537 | 17.6156 | 1.3577 | 20.0706 | 24.9031
1995-07-30 22:00 | 206.4759 | 106.093 | 0 | 73.9678 | 17.41 | 2.0825 | 117.7836 | 17.55 | 1.3577 | 19.29 | 33.8229
1995-07-30 23:00 | 188.46 | 103.6409 | 0 | 76.3151 | 17.41 | 2.083 | 125.0179 | 17.4942 | 1.3786 | 19.4624 | 19.6247
1995-07-31 | 168.7076 | 93.4791 | 0 | 95.1762 | 17.41 | 2.0758 | 121.2312 | 17.3958 | 1.3995 | 19.1756 | 15.4746
1995-07-31 01:00 | 154.6453 | 80.682 | 0 | 94.93 | 17.41 | 2.0555 | 124.2006 | 17.3781 | 1.3995 | 19.9666 | 11.7578
1995-07-31 02:00 | 142.3622 | 69.771 | 0.0080371 | 105.8362 | 17.41 | 2.0732 | 123.9257 | 17.4463 | 1.3995 | 19.4719 | 13.6688
1995-07-31 03:00 | 131.1446 | 61.5381 | 0.22652 | 93.8614 | 17.41 | 2.0738 | 123.8367 | 17.423 | 1.4216 | 19.0468 | 26.4479
1995-07-31 04:00 | 122.0798 | 58.6003 | 4.4836 | 102.0141 | 17.41 | 2.0788 | 123.807 | 17.3941 | 1.4216 | 17.7765 | 40.4726
1995-07-31 05:00 | 113.3422 | 60.4921 | 57.229 | 94.7388 | 17.41 | 2.1018 | 120.0281 | 17.3845 | 1.4216 | 17.7354 | 46.7434
1995-07-31 06:00 | 94.3626 | 63.1608 | 204.2549 | 91.0191 | 17.41 | 2.1202 | 113.2258 | 17.4306 | 1.4446 | 17.6735 | 13.8675
1995-07-31 07:00 | 67.4425 | 66.1264 | 427.6937 | 61.6101 | 17.41 | 2.146 | 105.9323 | 17.5069 | 1.4446 | 10.948 | 0.99302
1995-07-31 08:00 | 53.544 | 67.9569 | 633.5036 | 60.5402 | 17.41 | 2.1422 | 86.5269 | 17.5275 | 1.4446 | 10.948 | 0
1995-07-31 09:00 | 53.5145 | 65.7029 | 790.55 | 60.6132 | 17.41 | 2.1519 | 73.7116 | 17.4214 | 1.4446 | 10.948 | 0
1995-07-31 10:00 | 52.8096 | 65.3771 | 874.7574 | 71.77 | 17.41 | 2.1549 | 83.0809 | 17.3842 | 1.4446 | 10.6215 | 0
1995-07-31 11:00 | 60.347 | 58.3827 | 911.423 | 63.5464 | 17.41 | 2.1598 | 75.2637 | 17.3693 | 1.4558 | 10.948 | 3.0918
1995-07-31 12:00 | 70.1912 | 54.4558 | 893.5826 | 56.2058 | 17.41 | 2.1596 | 83.9201 | 17.3177 | 1.4558 | 10.948 | 0
1995-07-31 13:00 | 72.7737 | 55.2907 | 830.3107 | 57.7036 | 17.41 | 2.1812 | 75.3203 | 17.2842 | 1.4599 | 10.948 | 0
1995-07-31 14:00 | 82.6226 | 60.802 | 732.7797 | 54.7709 | 17.41 | 2.1792 | 84.333 | 17.265 | 1.4712 | 10.948 | 1.2026
1995-07-31 15:00 | 97.9761 | 69.6016 | 598.3475 | 65.6209 | 17.41 | 2.1791 | 81.6422 | 17.3046 | 1.6285 | 10.3267 | 4.8583
1995-07-31 16:00 | 113.8136 | 80.2222 | 423.4356 | 63.7981 | 17.41 | 2.1897 | 77.0737 | 17.3334 | 1.6285 | 11.0045 | 5.9806
1995-07-31 17:00 | 129.5071 | 93.2749 | 221.4324 | 75.5962 | 17.41 | 2.1683 | 88.0296 | 17.4045 | 1.6064 | 15.2168 | 27.6051
1995-07-31 18:00 | 158.7666 | 106.7832 | 63.805 | 74.1888 | 17.41 | 2.1606 | 96.8318 | 17.4167 | 1.6064 | 18.5394 | 73.6903
1995-07-31 19:00 | 192.572 | 116.2618 | 1.1097 | 78.4682 | 17.41 | 2.1523 | 117.9568 | 17.4143 | 1.6285 | 13.2976 | 73.7708
1995-07-31 20:00 | 213.6334 | 124.2773 | 0 | 80.0099 | 17.41 | 2.1429 | 118.8489 | 17.394 | 1.6507 | 15.5672 | 48.6049
1995-07-31 21:00 | 212.2811 | 130.2704 | 0 | 87.3298 | 17.41 | 2.1141 | 118.0066 | 17.3905 | 1.6507 | 13.2976 | 27.0759
1995-07-31 22:00 | 204.5194 | 130.7657 | 0 | 85.061 | 17.41 | 2.1046 | 120.2265 | 17.3487 | 1.6297 | 15.5576 | 26.803
1995-07-31 23:00 | 191.7869 | 127.9028 | 0 | 83.1705 | 17.41 | 2.0959 | 123.5273 | 17.2577 | 1.6297 | 13.3072 | 31.4277
1995-08-01 | 170.408 | 125.2068 | 0 | 89.8876 | 17.41 | 1.4563 | 116.1936 | 17.1762 | 1.5907 | 4.7522 | 19.5284
1995-08-01 01:00 | 148.0519 | 120.2599 | 0 | 95.1369 | 17.41 | 1.4565 | 115.8512 | 17.0575 | 1.5907 | 4.7522 | 20.6443
1995-08-01 02:00 | 135.2199 | 118.1846 | 0.0087965 | 96.201 | 17.41 | 1.4564 | 115.6282 | 17.0426 | 1.5907 | 4.7522 | 13.8126
1995-08-01 03:00 | 124.6301 | 113.6606 | 0.22933 | 81.3328 | 17.41 | 1.4561 | 115.4198 | 17.0059 | 1.5907 | 2.2762 | 32.8511
1995-08-01 04:00 | 119.6628 | 109.6504 | 4.2708 | 71.5235 | 17.41 | 1.4605 | 114.8196 | 16.9636 | 1.5907 | 2.2762 | 55.926
1995-08-01 05:00 | 112.1534 | 104.4422 | 55.1599 | 72.4571 | 17.41 | 1.4675 | 91.2314 | 17.0023 | 1.5907 | 2.0963 | 75.3997
1995-08-01 06:00 | 92.7094 | 101.2296 | 206.0401 | 63.2549 | 17.41 | 1.4673 | 91.5519 | 17.0422 | 1.6129 | 2.0497 | 21.5004
1995-08-01 07:00 | 68.3004 | 101.0991 | 440.6155 | 63.6378 | 17.41 | 1.4672 | 46.4578 | 17.057 | 1.4556 | 2.0497 | 3.5257
1995-08-01 08:00 | 62.1692 | 101.0346 | 654.7668 | 59.5285 | 17.41 | 1.5418 | 20.0825 | 17.1628 | 1.1233 | 0.0042866 | 0.054851
1995-08-01 09:00 | 67.5244 | 98.1821 | 791.1659 | 49.8136 | 17.41 | 1.5422 | 20.0955 | 17.1527 | 1.1233 | 0.0042866 | 0.1218
1995-08-01 10:00 | 63.853 | 100.1837 | 872.7855 | 45.1332 | 17.41 | 1.5429 | 20.0322 | 17.109 | 1.1233 | 0.0042866 | 0
1995-08-01 11:00 | 72.1057 | 96.7818 | 874.9324 | 43.2741 | 17.41 | 1.5435 | 21.3342 | 17.0849 | 1.1233 | 0.0042866 | 0.4997
1995-08-01 12:00 | 76.246 | 86.4556 | 869.2342 | 50.2993 | 17.41 | 1.5441 | 20.3103 | 16.8319 | 1.1233 | 0.0042866 | 0.78961
1995-08-01 13:00 | 78.0503 | 96.3246 | 784.611 | 51.8801 | 17.41 | 1.5445 | 17.9591 | 16.8391 | 1.1401 | 0.0042866 | 0.78961
1995-08-01 14:00 | 82.6929 | 96.5615 | 741.5069 | 54.4729 | 17.41 | 1.5359 | 21.4808 | 16.8253 | 1.1401 | 0.0042866 | 0.68118
1995-08-01 15:00 | 91.9176 | 107.5458 | 595.9313 | 56.5883 | 17.41 | 1.5358 | 22.3542 | 16.8296 | 1.1401 | 0.019936 | 0.578
1995-08-01 16:00 | 117.5546 | 112.0122 | 416.7954 | 60.4281 | 17.41 | 1.5503 | 34.8139 | 17.1031 | 1.4724 | 0.2755 | 8.9051
1995-08-01 17:00 | 132.2915 | 115.2825 | 221.6375 | 60.3764 | 17.41 | 1.5503 | 48.6771 | 16.9036 | 1.3372 | 0.29823 | 54.7729
1995-08-01 18:00 | 158.4701 | 118.1155 | 60.5516 | 69.0168 | 17.41 | 1.5502 | 80.4414 | 17.1756 | 1.3151 | 2.2762 | 73.6996
1995-08-01 19:00 | 190.4501 | 120.5073 | 0.77213 | 74.1141 | 17.41 | 1.5427 | 99.0849 | 17.2165 | 1.3151 | 2.2762 | 68.2948
1995-08-01 20:00 | 210.2991 | 123.9906 | 0.0011632 | 88.5882 | 17.41 | 1.5395 | 91.5321 | 17.2799 | 1.3151 | 2.2762 | 43.3902
1995-08-01 21:00 | 209.7637 | 124.7867 | 0 | 80.8106 | 17.41 | 1.5404 | 101.4995 | 17.277 | 1.3151 | 2.2762 | 34.7789
1995-08-01 22:00 | 208.6405 | 129.3054 | 0 | 79.0703 | 15.81 | 1.5405 | 100.0794 | 17.1536 | 1.3151 | 2.2762 | 24.921
1995-08-01 23:00 | 189.742 | 120.4789 | 0 | 83.8028 | 15.81 | 1.5406 | 87.0834 | 17.1265 | 1.3151 | 2.2762 | 42.4517
1995-08-02 | 168.1356 | 112.0731 | 0 | 96.315 | 15.81 | 1.5405 | 63.3503 | 17.0873 | 1.3151 | 2.0963 | 53.7664
1995-08-02 01:00 | 148.6343 | 102.2595 | 0 | 96.194 | 15.81 | 1.5406 | 62.8115 | 17.0997 | 1.2201 | 2.0963 | 66.7821
1995-08-02 02:00 | 132.1201 | 93.5866 | 0.0053295 | 89.0007 | 15.81 | 1.5405 | 62.918 | 17.076 | 1.2201 | 2.0963 | 88.3566
1995-08-02 03:00 | 121.7724 | 86.2392 | 0.17759 | 91.2795 | 15.81 | 1.5401 | 61.9503 | 17.0979 | 1.2032 | 2.0963 | 78.7937
1995-08-02 04:00 | 114.244 | 85.3543 | 4.0146 | 80.982 | 15.81 | 1.5397 | 59.4613 | 17.1392 | 1.2032 | 2.0963 | 79.704
1995-08-02 05:00 | 105.1815 | 87.085 | 53.619 | 82.0683 | 15.81 | 1.5383 | 47.8043 | 17.1994 | 1.1811 | 2.0963 | 54.7027
1995-08-02 06:00 | 86.2961 | 88.4045 | 202.2838 | 68.4895 | 15.81 | 1.549 | 30.5545 | 17.3386 | 1.1811 | 2.0561 | 36.7812
1995-08-02 07:00 | 60.0404 | 89.4322 | 428.4325 | 64.1467 | 15.81 | 1.5264 | 27.079 | 17.4901 | 1.3384 | 2.0338 | 4.7264
1995-08-02 08:00 | 50.4493 | 93.5564 | 643.9897 | 54.9334 | 15.81 | 1.5265 | 21.8217 | 17.5565 | 0.82325 | 0.0042866 | 0
1995-08-02 09:00 | 47.2547 | 81.3455 | 799.4695 | 46.9117 | 10.8551 | 1.5267 | 17.5444 | 17.2644 | 0.68861 | 0.0042866 | 0.034378
1995-08-02 10:00 | 46.1604 | 89.1691 | 864.6966 | 49.9841 | 1.9836 | 1.5085 | 21.557 | 17.2601 | 0.68861 | 0.0042866 | 0
1995-08-02 11:00 | 50.6403 | 85.2055 | 883.0114 | 47.0442 | 1.9836 | 1.5167 | 20.9887 | 17.2021 | 0.68861 | 0.0042866 | 0.55577
1995-08-02 12:00 | 60.4182 | 100.7462 | 831.3755 | 43.2027 | 1.9836 | 1.5038 | 16.5902 | 17.1883 | 0.68861 | 0.0042866 | 0
1995-08-02 13:00 | 71.6984 | 112.1083 | 812.7487 | 46.3947 | 1.9836 | 1.5038 | 20.0017 | 17.1884 | 0.68861 | 0.0042866 | 0
1995-08-02 14:00 | 87.6563 | 122.5252 | 750.3351 | 48.6981 | 1.9836 | 1.504 | 19.2041 | 17.1912 | 0.68861 | 0.0042866 | 0.19845
1995-08-02 15:00 | 115.608 | 134.7457 | 573.3064 | 56.2665 | 1.9836 | 1.5029 | 19.8295 | 17.4319 | 0.68861 | 0.0042866 | 1.0521
1995-08-02 16:00 | 109.6066 | 143.2202 | 438.2604 | 59.8346 | 15.81 | 1.4995 | 22.3613 | 17.2348 | 0.87684 | 0.066466 | 9.3706
1995-08-02 17:00 | 146.1333 | 158.1663 | 226.2159 | 62.539 | 15.81 | 1.4801 | 32.5254 | 17.5071 | 1.1426 | 0.28826 | 51.6729
1995-08-02 18:00 | 158.1574 | 163.8893 | 59.5251 | 77.221 | 15.81 | 1.48 | 47.3689 | 17.5363 | 1.1648 | 2.0963 | 65.7574
1995-08-02 19:00 | 178.7009 | 164.1176 | 0.62801 | 84.5528 | 15.81 | 1.5087 | 61.3325 | 17.5685 | 1.1648 | 2.0963 | 67.3656
1995-08-02 20:00 | 194.8261 | 164.0791 | 0 | 88.8774 | 15.81 | 1.5281 | 61.8746 | 17.5922 | 1.1648 | 2.0963 | 50.764
1995-08-02 21:00 | 192.871 | 159.722 | 0 | 100.9682 | 15.81 | 1.5282 | 61.5344 | 17.5781 | 1.1648 | 2.0963 | 41.3925
1995-08-02 22:00 | 170.6913 | 151.377 | 0 | 104.4254 | 15.81 | 1.5592 | 64.9038 | 17.5198 | 1.1636 | 2.0963 | 45.4144
1995-08-02 23:00 | 163.1808 | 146.3664 | 0 | 91.6297 | 15.81 | 1.5305 | 64.7857 | 17.4404 | 1.1636 | 2.1106 | 59.5471
1995-08-03 | 153.9299 | 141.0024 | 0 | 108.248 | 15.81 | 2.1322 | 71.7528 | 17.3933 | 1.2982 | 2.1081 | 58.0032
1995-08-03 01:00 | 144.8037 | 134.3918 | 0 | 95.2925 | 15.81 | 2.1312 | 72.3919 | 17.3445 | 1.3174 | 2.1003 | 68.8694
1995-08-03 02:00 | 139.1348 | 133.3769 | 0.0065644 | 97.6628 | 15.81 | 2.1039 | 72.474 | 17.3258 | 1.2364 | 2.1001 | 61.1454
1995-08-03 03:00 | 133.6078 | 128.6998 | 0.22817 | 82.4737 | 15.81 | 2.1027 | 69.9423 | 17.2951 | 1.2143 | 2.1078 | 81.0946
1995-08-03 04:00 | 131.5508 | 125.4072 | 4.2569 | 79.7769 | 15.81 | 1.4984 | 69.0937 | 17.2761 | 1.1933 | 2.1029 | 74.5282
1995-08-03 05:00 | 126.478 | 123.3208 | 52.2163 | 62.5027 | 15.81 | 1.511 | 68.1469 | 17.3235 | 1.1933 | 2.1019 | 51.1742
1995-08-03 06:00 | 108.8311 | 120.9258 | 194.6121 | 42.7756 | 15.81 | 1.5107 | 58.4236 | 17.422 | 1.1724 | 2.0589 | 15.7555
1995-08-03 07:00 | 85.7319 | 123.4494 | 423.8665 | 40.8708 | 15.81 | 1.49 | 48.4271 | 17.4944 | 1.1724 | 2.0662 | 0.73266
1995-08-03 08:00 | 75.1557 | 115.1212 | 641.1692 | 40.1789 | 14.4273 | 1.4901 | 22.2965 | 17.5127 | 0.77233 | 0.02113 | 0
1995-08-03 09:00 | 74.2467 | 111.9492 | 754.1118 | 37.4286 | 1.9836 | 1.4903 | 21.9413 | 17.5405 | 0.13066 | 0.016989 | 0
1995-08-03 10:00 | 78.1744 | 110.1267 | 861.714 | 38.7832 | 1.9836 | 1.4907 | 22.0547 | 17.4553 | 0.13066 | 0.02128 | 0
1995-08-03 11:00 | 90.2617 | 113.7168 | 852.6125 | 36.3878 | 1.9836 | 1.4911 | 22.9936 | 17.4921 | 0.13066 | 0.0054255 | 0
1995-08-03 12:00 | 96.6764 | 114.4209 | 837.674 | 33.9439 | 1.9836 | 1.4915 | 21.8501 | 17.413 | 0.13066 | 0.01566 | 0.030604
1995-08-03 13:00 | 113.2876 | 125.6054 | 816.8643 | 31.4684 | 1.9836 | 1.5068 | 21.5509 | 17.4393 | 0.13066 | 0.01867 | 0.04628
1995-08-03 14:00 | 141.8868 | 131.1169 | 700.6037 | 37.3339 | 1.9836 | 1.5228 | 20.4992 | 17.4313 | 0.13066 | 0.0055767 | 0
1995-08-03 15:00 | 145.8212 | 141.9555 | 582.96 | 39.2459 | 10.2503 | 1.5228 | 21.4913 | 17.4224 | 0.13066 | 0.012198 | 0.84282
1995-08-03 16:00 | 153.2732 | 150.0613 | 421.5118 | 41.0793 | 14.4273 | 1.5227 | 25.7413 | 17.4996 | 0.14194 | 0.078022 | 8.8137
1995-08-03 17:00 | 172.5746 | 157.9829 | 223.9651 | 42.908 | 14.4273 | 1.5215 | 43.8546 | 17.526 | 0.50861 | 0.29305 | 21.9483
1995-08-03 18:00 | 179.1861 | 158.2117 | 59.0292 | 51.6015 | 14.4273 | 1.5514 | 72.6096 | 17.5505 | 0.50861 | 2.1049 | 52.7704
1995-08-03 19:00 | 197.5131 | 155.9937 | 0.67695 | 67.7417 | 14.4273 | 2.142 | 74.5935 | 17.5793 | 0.50861 | 2.1104 | 77.7004
1995-08-03 20:00 | 209.7205 | 150.1502 | 0 | 78.9788 | 14.4273 | 2.1286 | 74.6361 | 17.5773 | 0.50861 | 2.1112 | 60.146
1995-08-03 21:00 | 205.5906 | 147.2031 | 0 | 87.3718 | 14.4273 | 2.1195 | 72.7278 | 17.5657 | 0.50861 | 2.1117 | 57.5984
1995-08-03 22:00 | 187.947 | 137.8507 | 0 | 80.4539 | 14.4273 | 2.113 | 72.8178 | 17.4752 | 0.53076 | 2.1043 | 91.949
1995-08-03 23:00 | 180.9712 | 138.1735 | 0 | 72.7581 | 14.4273 | 2.0958 | 74.5809 | 17.4454 | 0.53076 | 2.1061 | 75.9087
1995-08-04 | 173.6362 | 136.1075 | 0 | 77.3018 | 14.4273 | 2.0935 | 121.6731 | 17.3244 | 1.3357 | 2.3838 | 80.8993
1995-08-04 01:00 | 168.8625 | 135.1984 | 0 | 63.8151 | 14.4273 | 2.0907 | 121.7724 | 17.2909 | 1.3357 | 2.279 | 66.4033
1995-08-04 02:00 | 164.6513 | 137.5445 | 0 | 56.5848 | 14.4273 | 2.0892 | 121.7462 | 17.2557 | 1.3747 | 2.2789 | 54.5193
1995-08-04 03:00 | 161.2678 | 137.4384 | 0.19027 | 48.3534 | 14.4273 | 2.0886 | 121.3589 | 17.2411 | 1.2767 | 2.2841 | 64.5573
1995-08-04 04:00 | 158.2748 | 132.0534 | 3.2339 | 39.7735 | 14.4273 | 2.0898 | 122.6081 | 17.2744 | 1.2976 | 2.2793 | 41.7047
1995-08-04 05:00 | 151.8281 | 124.7722 | 53.8986 | 31.3535 | 14.4273 | 2.096 | 120.0614 | 17.3232 | 1.3198 | 2.1001 | 26.3365
1995-08-04 06:00 | 135.6365 | 118.5258 | 192.0624 | 29.5801 | 14.4273 | 1.4845 | 91.8424 | 17.4286 | 0.75685 | 2.056 | 4.8359
1995-08-04 07:00 | 107.3498 | 110.8931 | 417.7568 | 30.6325 | 14.4273 | 1.4843 | 38.0272 | 17.5292 | 1.285 | 2.0451 | 0.92196
1995-08-04 08:00 | 84.3199 | 100.1414 | 630.2483 | 29.0333 | 1.9836 | 1.4844 | 32.1917 | 17.6562 | 1.0192 | 0.01583 | 0.29031
1995-08-04 09:00 | 66.8008 | 90.1301 | 735.0675 | 25.5064 | 1.9836 | 1.4846 | 20.1331 | 17.703 | 0.45223 | 0.012992 | 0
1995-08-04 10:00 | 67.6931 | 73.1912 | 788.6148 | 21.6555 | 1.9836 | 1.4851 | 30.1268 | 17.6702 | 0.4354 | 0.015933 | 0
1995-08-04 11:00 | 76.9695 | 72.5717 | 823.0707 | 20.474 | 1.9836 | 1.4855 | 29.2331 | 17.6361 | 0.45223 | 0.0050671 | 0.14772
1995-08-04 12:00 | 83.7216 | 75.0677 | 818.1843 | 19.5131 | 1.9836 | 1.4859 | 28.8203 | 17.5687 | 0.45223 | 0.012081 | 0.037314
1995-08-04 13:00 | 93.1716 | 79.4387 | 780.126 | 21.4689 | 1.9836 | 1.486 | 19.6221 | 17.5828 | 0.45223 | 0.014144 | 0.028468
1995-08-04 14:00 | 104.0761 | 81.6082 | 693.9636 | 24.3877 | 1.9836 | 1.4863 | 26.0224 | 17.6633 | 0.45223 | 0.0051707 | 0.029776
1995-08-04 15:00 | 127.1404 | 85.4767 | 565.013 | 24.1101 | 1.9836 | 1.4899 | 37.5206 | 17.6124 | 0.45223 | 0.0097085 | 0.18962
1995-08-04 16:00 | 143.0895 | 89.3052 | 402.6726 | 26.9141 | 13.754 | 1.5029 | 62.9348 | 17.5905 | 0.45223 | 0.24943 | 6.4748
1995-08-04 17:00 | 167.3135 | 91.2986 | 212.4986 | 25.1389 | 15.81 | 2.169 | 90.7007 | 17.5983 | 0.74018 | 0.30151 | 16.677
1995-08-04 18:00 | 173.197 | 91.8246 | 57.6441 | 43.116 | 15.81 | 2.1553 | 112.6101 | 17.6265 | 0.74018 | 6.4389 | 60.0575
1995-08-04 19:00 | 184.2912 | 90.6097 | 0.86613 | 53.5497 | 15.81 | 2.1616 | 125.219 | 17.7169 | 1.3072 | 6.4524 | 61.4418
1995-08-04 20:00 | 194.6069 | 87.2495 | 0 | 49.7105 | 15.81 | 2.1644 | 126.0168 | 17.7357 | 1.3072 | 8.7129 | 38.6655
1995-08-04 21:00 | 192.3149 | 82.1812 | 0 | 60.9544 | 15.81 | 2.1568 | 125.9614 | 17.7212 | 1.3072 | 6.4533 | 35.4762
1995-08-04 22:00 | 188.9083 | 72.3475 | 0 | 56.2131 | 15.81 | 2.1449 | 125.2511 | 17.6367 | 0.73753 | 8.7082 | 44.6475
1995-08-04 23:00 | 180.8394 | 68.0044 | 0 | 39.6142 | 15.81 | 2.126 | 125.9498 | 17.5912 | 1.2441 | 6.4427 | 56.9054
1995-08-05 | 169.1057 | 62.1158 | 0 | 81.574 | 15.81 | 1.5131 | 95.9815 | 17.4339 | 0.75436 | 2.0963 | 70.2819
1995-08-05 01:00 | 164.4593 | 56.5302 | 0 | 69.7508 | 15.81 | 1.513 | 95.9733 | 17.3982 | 0.73486 | 2.0963 | 66.7361
1995-08-05 02:00 | 154.1746 | 51.7215 | 0.0039473 | 63.2126 | 15.81 | 1.5128 | 95.2097 | 17.374 | 0.69303 | 2.0963 | 74.6612
1995-08-05 03:00 | 143.1887 | 47.5623 | 0.13821 | 65.0082 | 15.81 | 1.5124 | 95.2766 | 17.4268 | 0.69303 | 2.0963 | 73.7602
1995-08-05 04:00 | 131.1429 | 44.2747 | 2.6745 | 60.651 | 15.81 | 1.5119 | 95.1087 | 17.4217 | 0.69303 | 2.0963 | 65.271
1995-08-05 05:00 | 112.6858 | 41.0971 | 52.4914 | 52.6784 | 15.81 | 1.5104 | 88.1437 | 17.3798 | 0.69303 | 2.0497 | 67.6615
1995-08-05 06:00 | 94.6116 | 38.7186 | 201.1057 | 39.475 | 15.81 | 1.5234 | 67.509 | 17.562 | 0.70986 | 2.0497 | 26.993
1995-08-05 07:00 | 80.3556 | 36.5688 | 432.9849 | 36.9276 | 15.81 | 1.5232 | 28.3407 | 17.6023 | 0.72653 | 0.79077 | 6.492
1995-08-05 08:00 | 75.1898 | 34.3502 | 641.1232 | 32.7178 | 15.81 | 1.5183 | 18.1999 | 17.6957 | 0.46073 | 0.0042866 | 0
1995-08-05 09:00 | 70.1234 | 32.6617 | 769.0694 | 36.3808 | 8.0623 | 1.5104 | 17.9233 | 17.6461 | 0.46073 | 0.0042866 | 0
1995-08-05 10:00 | 59.864 | 30.4288 | 836.0396 | 32.6824 | 1.9836 | 1.5109 | 17.7318 | 17.5499 | 0.47756 | 0.0042866 | 0
1995-08-05 11:00 | 61.332 | 31.972 | 860.5026 | 28.4587 | 1.9836 | 1.5113 | 18.0073 | 17.6005 | 0.45664 | 0.0042866 | 0.23339
1995-08-05 12:00 | 68.0343 | 32.6809 | 849.0952 | 34.1985 | 1.9836 | 1.4913 | 17.8852 | 17.5079 | 0.45664 | 0.0042866 | 0
1995-08-05 13:00 | 86.3718 | 36.6181 | 795.0986 | 27.7792 | 1.9836 | 1.5045 | 17.8312 | 17.5065 | 0.45664 | 0.0042866 | 0
1995-08-05 14:00 | 83.6976 | 39.4433 | 718.3297 | 33.2935 | 1.9836 | 1.5047 | 16.8037 | 17.5193 | 0.45664 | 0.0042866 | 0.58584
1995-08-05 15:00 | 96.3776 | 41.8892 | 556.7152 | 35.5551 | 15.81 | 1.5047 | 17.6234 | 17.5187 | 0.45664 | 0.0042866 | 2.8814
1995-08-05 16:00 | 118.1977 | 43.7482 | 385.0856 | 39.3874 | 15.81 | 1.5034 | 45.8333 | 17.5913 | 0.76674 | 0.24173 | 17.2964
1995-08-05 17:00 | 122.1164 | 43.6701 | 200.7528 | 45.453 | 15.81 | 1.5034 | 86.7327 | 17.6932 | 0.76674 | 0.24173 | 47.8832
1995-08-05 18:00 | 139.8025 | 43.311 | 54.3442 | 51.9473 | 15.81 | 1.4582 | 90.0884 | 17.7047 | 0.75549 | 0.24173 | 84.1844
1995-08-05 19:00 | 159.8351 | 42.5502 | 0.83623 | 54.0908 | 15.81 | 1.4582 | 97.5014 | 17.6595 | 0.73334 | 2.0963 | 53.7351
1995-08-05 20:00 | 176.2611 | 45.0046 | 0 | 69.4188 | 15.81 | 1.4584 | 97.4867 | 17.6535 | 0.73334 | 2.0963 | 40.3058
1995-08-05 21:00 | 174.4517 | 49.7671 | 0 | 82.4212 | 15.81 | 1.4597 | 100.2369 | 17.7227 | 0.73334 | 2.0963 | 15.1686
1995-08-05 22:00 | 165.6894 | 49.7666 | 0 | 77.0378 | 15.81 | 1.4468 | 101.8483 | 17.5724 | 0.75549 | 2.0963 | 31.4908
1995-08-05 23:00 | 162.9413 | 45.7323 | 0 | 65.2859 | 15.81 | 1.4477 | 96.3935 | 17.5059 | 0.75284 | 2.0963 | 42.4883
1995-08-06 | 161.773 | 43.9837 | 0 | 96.6617 | 15.81 | 1.4479 | 73.4479 | 17.4555 | 0.75284 | 2.0963 | 36.016
1995-08-06 01:00 | 156.5588 | 42.5474 | 0 | 92.923 | 15.81 | 1.4484 | 70.722 | 17.3943 | 0.77234 | 2.0963 | 52.8026
1995-08-06 02:00 | 149.4898 | 45.5455 | 0.0024974 | 79.855 | 15.81 | 1.4483 | 71.0944 | 17.3574 | 0.81417 | 2.0963 | 57.3289
1995-08-06 03:00 | 143.5229 | 52.5382 | 0.15712 | 79.1946 | 15.81 | 1.4481 | 71.6821 | 17.3198 | 0.81417 | 2.0963 | 45.639
1995-08-06 04:00 | 134.5831 | 57.3545 | 2.5597 | 69.5173 | 15.81 | 1.4467 | 70.6817 | 17.2988 | 0.81417 | 2.0963 | 82.0028
1995-08-06 05:00 | 119.5366 | 59.7479 | 50.7805 | 72.9139 | 15.81 | 1.474 | 65.6332 | 17.3497 | 0.81417 | 2.0963 | 62.5134
1995-08-06 06:00 | 102.0448 | 62.3527 | 198.4518 | 63.9113 | 15.81 | 1.508 | 52.1534 | 17.4862 | 0.81417 | 2.0497 | 24.3661
1995-08-06 07:00 | 83.8195 | 64.5516 | 420.9003 | 33.8411 | 15.81 | 1.4983 | 47.2427 | 17.6016 | 0.83632 | 2.0338 | 9.5124
1995-08-06 08:00 | 75.3475 | 66.5309 | 621.7011 | 34.1583 | 15.81 | 1.507 | 33.6435 | 17.6739 | 0.83632 | 0.22577 | 0
1995-08-06 09:00 | 77.2786 | 72.4766 | 776.824 | 36.3954 | 15.81 | 1.5081 | 33.0259 | 17.6672 | 0.66802 | 0.22577 | 0.14187
1995-08-06 10:00 | 77.9138 | 69.7321 | 857.628 | 39.3428 | 15.81 | 1.5083 | 33.3522 | 17.6519 | 0.66802 | 0.22577 | 0
1995-08-06 11:00 | 80.8008 | 73.0229 | 882.4292 | 25.7143 | 15.81 | 1.5088 | 33.1307 | 17.6393 | 0.68894 | 0.22577 | 0
1995-08-06 12:00 | 84.8567 | 77.51 | 865.4172 | 34.2996 | 15.81 | 1.5093 | 32.9773 | 17.6309 | 0.68894 | 0.22577 | 0
1995-08-06 13:00 | 91.0103 | 82.8207 | 804.6224 | 28.0381 | 15.81 | 1.5096 | 32.9927 | 17.6522 | 0.68894 | 0.22577 | 0.41378
1995-08-06 14:00 | 99.5955 | 88.8109 | 704.3578 | 32.0277 | 15.81 | 1.5097 | 29.6789 | 17.6593 | 0.66802 | 0.22577 | 2.5141
1995-08-06 15:00 | 111.782 | 100.4084 | 563.737 | 28.5522 | 15.81 | 1.5095 | 30.8477 | 17.6986 | 0.66802 | 0.22577 | 4.9688
1995-08-06 16:00 | 125.8719 | 111.767 | 380.7855 | 38.6537 | 15.81 | 1.4742 | 35.4652 | 17.6898 | 0.66802 | 0.24173 | 17.7396
1995-08-06 17:00 | 130.7251 | 125.4237 | 193.0443 | 51.0152 | 15.81 | 1.4881 | 52.8282 | 17.6845 | 0.66802 | 0.28826 | 59.3274
1995-08-06 18:00 | 140.6634 | 134.5818 | 52.1147 | 72.6354 | 15.81 | 1.4879 | 66.5251 | 17.6942 | 0.67927 | 0.85326 | 85.4777
1995-08-06 19:00 | 153.988 | 142.4912 | 0.58531 | 81.4409 | 15.81 | 1.4878 | 70.8147 | 17.707 | 0.70142 | 2.0963 | 103.8173
1995-08-06 20:00 | 173.2058 | 149.3157 | 0 | 77.2422 | 15.81 | 1.4779 | 70.9327 | 17.7129 | 0.66042 | 2.0963 | 59.045
1995-08-06 21:00 | 182.6384 | 152.647 | 0 | 77.714 | 15.81 | 1.4715 | 70.8784 | 17.666 | 0.66042 | 2.0963 | 46.8485
1995-08-06 22:00 | 178.2516 | 146.2885 | 0 | 83.061 | 15.81 | 1.472 | 71.2378 | 17.6231 | 0.66042 | 2.0963 | 48.9621
1995-08-06 23:00 | 172.1993 | 152.4247 | 0 | 76.5065 | 15.81 | 1.4623 | 66.158 | 17.5489 | 0.68257 | 2.0998 | 45.4481
1995-08-07 | 171.6579 | 153.0269 | 0 | 82.5446 | 15.81 | 1.4623 | 70.7097 | 17.4391 | 0.68257 | 2.0992 | 25.2154
1995-08-07 01:00 | 167.9208 | 152.5259 | 0 | 82.4658 | 15.81 | 1.4623 | 70.8481 | 17.3959 | 0.68257 | 2.0972 | 26.568
1995-08-07 02:00 | 168.0561 | 157.3638 | 0.0025634 | 75.941 | 15.81 | 1.4619 | 70.8762 | 17.4107 | 0.66166 | 2.0972 | 17.0937
1995-08-07 03:00 | 164.9693 | 162.9316 | 0.16227 | 74.5141 | 15.81 | 1.436 | 69.0412 | 17.3956 | 0.66166 | 2.0991 | 29.4067
1995-08-07 04:00 | 163.4012 | 168.1159 | 2.575 | 71.2568 | 15.81 | 1.4608 | 69.3929 | 17.4017 | 0.66166 | 2.0979 | 45.9412
1995-08-07 05:00 | 153.6895 | 171.9312 | 50.0809 | 59.2141 | 15.81 | 1.4591 | 67.148 | 17.4278 | 0.64074 | 2.0976 | 39.8966
1995-08-07 06:00 | 142.5437 | 172.8197 | 174.9258 | 62.3517 | 15.81 | 1.4592 | 67.7702 | 17.4694 | 0.64074 | 2.0985 | 18.0225
1995-08-07 07:00 | 127.1555 | 166.2368 | 357.0709 | 45.6965 | 15.81 | 1.4604 | 67.1219 | 17.5595 | 0.64074 | 2.1003 | 4.7008
1995-08-07 08:00 | 116.5603 | 160.4487 | 537.6802 | 39.8677 | 15.81 | 1.4606 | 66.1457 | 17.5092 | 0.64074 | 0.29238 | 3.5037
1995-08-07 09:00 | 111.7752 | 157.069 | 679.4234 | 42.2535 | 15.81 | 1.4609 | 66.1852 | 17.4744 | 0.59768 | 0.29137 | 0.10663
1995-08-07 10:00 | 99.2893 | 134.0517 | 765.2883 | 34.509 | 15.81 | 1.4613 | 67.967 | 17.4344 | 0.59768 | 0.29211 | 0.93151
1995-08-07 11:00 | 96.5034 | 130.8483 | 810.6683 | 36.4232 | 15.81 | 1.4612 | 69.0109 | 17.4225 | 0.59768 | 0.28823 | 0.28904
1995-08-07 12:00 | 107.5195 | 135.037 | 795.9166 | 47.9795 | 15.81 | 1.4614 | 69.4762 | 17.4494 | 0.59768 | 0.29073 | 0.16075
1995-08-07 13:00 | 115.3229 | 142.3904 | 747.5698 | 51.2707 | 15.81 | 1.4617 | 68.5541 | 17.4238 | 0.59768 | 0.29147 | 0
1995-08-07 14:00 | 127.9004 | 151.5163 | 660.2171 | 40.2362 | 15.81 | 1.4618 | 70.8005 | 17.4324 | 0.61859 | 0.28826 | 1.9246
1995-08-07 15:00 | 158.257 | 160.135 | 520.1136 | 41.851 | 15.81 | 1.4874 | 70.5444 | 17.454 | 0.61859 | 0.29019 | 6.1729
1995-08-07 16:00 | 176.2183 | 167.829 | 355.586 | 55.3886 | 15.81 | 1.4874 | 72.199 | 17.458 | 0.61859 | 0.29101 | 11.6152
1995-08-07 17:00 | 193.6027 | 171.2481 | 182.2037 | 49.1681 | 15.81 | 1.5074 | 72.5332 | 17.5209 | 0.59768 | 0.28943 | 35.2602
1995-08-07 18:00 | 212.4234 | 171.7146 | 50.8642 | 57.4143 | 15.81 | 1.517 | 75.7226 | 17.4806 | 0.59768 | 0.40578 | 63.4685
1995-08-07 19:00 | 238.0604 | 172.4019 | 0.58667 | 49.51 | 15.81 | 1.5169 | 78.2947 | 17.4949 | 0.59768 | 2.0963 | 63.6423
1995-08-07 20:00 | 261.2191 | 171.682 | 0 | 46.3941 | 15.81 | 1.5069 | 78.4346 | 17.4928 | 0.62201 | 0.85326 | 55.0841
1995-08-07 21:00 | 264.8427 | 169.0657 | 0 | 55.5306 | 15.81 | 1.508 | 78.0349 | 17.4743 | 0.62201 | 1.072 | 21.1752
1995-08-07 22:00 | 235.7843 | 146.659 | 0 | 63.8408 | 15.81 | 1.5294 | 77.5411 | 17.4609 | 0.62201 | 2.0963 | 30.4299
1995-08-07 23:00 | 230.0374 | 144.9976 | 0 | 58.4832 | 15.81 | 1.5293 | 78.834 | 17.3892 | 0.62201 | 2.0963 | 23.3199
1995-08-08 | 228.2048 | 142.126 | 0 | 56.4133 | 15.81 | 2.1473 | 121.3474 | 17.3357 | 0.79031 | 2.2197 | 6.8717
1995-08-08 01:00 | 216.8753 | 143.485 | 0 | 56.2176 | 15.81 | 2.1427 | 111.9472 | 17.2853 | 0.79031 | 2.2197 | 18.3445
1995-08-08 02:00 | 209.6685 | 143.4116 | 0 | 49.1774 | 15.81 | 2.1277 | 106.4771 | 17.2987 | 0.81123 | 2.2197 | 21.1504
1995-08-08 03:00 | 207.2421 | 139.0789 | 0.14147 | 41.7909 | 15.81 | 2.1266 | 101.584 | 17.2772 | 0.81123 | 2.2197 | 37.5436
1995-08-08 04:00 | 201.9206 | 133.2311 | 2.3259 | 41.1516 | 15.81 | 1.5153 | 104.8309 | 17.2463 | 0.81123 | 2.0977 | 28.5192
1995-08-08 05:00 | 189.5314 | 127.9393 | 45.4833 | 37.5431 | 15.81 | 1.525 | 91.0545 | 17.2548 | 0.83214 | 2.0963 | 8.7855
1995-08-08 06:00 | 174.303 | 122.0943 | 165.5175 | 35.5837 | 15.81 | 1.5249 | 53.4835 | 17.2898 | 0.83214 | 2.0497 | 2.9578
1995-08-08 07:00 | 168.7475 | 116.6286 | 348.0132 | 36.6418 | 15.81 | 1.5247 | 51.5136 | 17.3251 | 0.78707 | 2.0338 | 0.58328
1995-08-08 08:00 | 160.4469 | 110.6631 | 525.3993 | 34.5774 | 8.6675 | 1.5248 | 31.1469 | 17.2883 | 0.45482 | 0.22577 | 0
1995-08-08 09:00 | 148.5738 | 103.1425 | 646.5538 | 27.9376 | 1.9836 | 1.5249 | 23.0768 | 17.254 | 0.47573 | 0.22577 | 0
1995-08-08 10:00 | 133.4954 | 86.5072 | 713.758 | 32.3722 | 1.9836 | 1.5438 | 19.5294 | 17.2459 | 0.47573 | 0.22577 | 0
1995-08-08 11:00 | 134.3552 | 81.7755 | 722.8178 | 30.1296 | 1.9836 | 1.5347 | 18.0827 | 17.222 | 0.47573 | 0.22577 | 0
1995-08-08 12:00 | 140.5322 | 76.8703 | 740.9586 | 25.4499 | 1.9836 | 1.5349 | 20.1689 | 17.2134 | 0.47573 | 0.22577 | 0.082374
1995-08-08 13:00 | 147.5368 | 74.0336 | 687.8679 | 27.7982 | 1.9836 | 1.5317 | 18.7369 | 17.1902 | 0.45482 | 0.22577 | 0.29353
1995-08-08 14:00 | 168.0195 | 71.5863 | 629.1756 | 35.7207 | 1.9836 | 1.5062 | 19.5707 | 17.1555 | 0.45482 | 0.22577 | 0.056916
1995-08-08 15:00 | 167.6968 | 69.2838 | 509.8498 | 37.2258 | 9.4581 | 1.5062 | 44.3424 | 17.2501 | 0.45482 | 0.22577 | 0.27017
1995-08-08 16:00 | 195.912 | 69.0897 | 343.9319 | 42.0254 | 15.81 | 1.5061 | 64.4678 | 17.3224 | 0.45482 | 0.24173 | 4.0739
1995-08-08 17:00 | 209.5408 | 72.7675 | 177.3632 | 42.1524 | 15.81 | 1.5061 | 76.5445 | 17.3333 | 0.78583 | 0.28826 | 19.2825
1995-08-08 18:00 | 226.1414 | 78.2659 | 46.6806 | 46.0156 | 15.81 | 2.144 | 101.8142 | 17.3868 | 0.76368 | 2.0963 | 66.5133
1995-08-08 19:00 | 241.1634 | 82.2623 | 0.63645 | 54.2802 | 15.81 | 2.1293 | 104.9627 | 17.4012 | 0.76368 | 2.0963 | 66.3774
1995-08-08 20:00 | 255.4664 | 85.4715 | 0 | 57.4919 | 15.81 | 2.1179 | 105.5681 | 17.4024 | 0.78035 | 2.0963 | 39.2329
1995-08-08 21:00 | 255.5868 | 82.7068 | 0 | 61.2259 | 15.81 | 2.083 | 104.7442 | 17.3793 | 0.78035 | 2.0963 | 36.4348
1995-08-08 22:00 | 239.6432 | 74.9366 | 0 | 67.7528 | 15.81 | 2.0747 | 115.0962 | 17.3917 | 0.78035 | 2.0963 | 40.2891
1995-08-08 23:00 | 234.9395 | 70.2067 | 0 | 62.7705 | 15.81 | 2.0689 | 104.1484 | 17.3313 | 0.78035 | 2.0963 | 36.5642
1995-08-09 | 229.1887 | 66.5551 | 0 | 67.0035 | 15.81 | 1.4574 | 92.2345 | 17.2238 | 0.78035 | 2.0963 | 42.0724
1995-08-09 01:00 | 222.5763 | 65.2305 | 0 | 73.7859 | 15.81 | 1.4573 | 91.5079 | 17.174 | 0.78035 | 2.0963 | 39.1739
1995-08-09 02:00 | 215.2612 | 67.7796 | 0.00097064 | 69.358 | 15.81 | 1.4655 | 91.0071 | 17.1921 | 0.78035 | 2.0963 | 37.2715
1995-08-09 03:00 | 202.8442 | 70.6724 | 0.12548 | 62.8559 | 15.81 | 1.4651 | 90.0506 | 17.2089 | 0.76352 | 2.0963 | 39.5723
1995-08-09 04:00 | 189.9758 | 73.1991 | 2.2449 | 50.5049 | 15.81 | 1.4697 | 86.7808 | 17.234 | 0.76352 | 2.0963 | 65.6779
1995-08-09 05:00 | 172.3618 | 75.4207 | 42.6786 | 49.9879 | 15.81 | 1.4643 | 84.5554 | 17.3349 | 0.74137 | 2.0963 | 42.6429
1995-08-09 06:00 | 158.5937 | 77.2231 | 168.305 | 46.8478 | 15.81 | 1.4641 | 60.7748 | 17.3834 | 0.69707 | 2.0963 | 21.1866
1995-08-09 07:00 | 137.4875 | 77.5065 | 366.8917 | 45.4888 | 15.81 | 1.464 | 51.6394 | 17.4509 | 0.5456 | 2.0338 | 2.0029
1995-08-09 08:00 | 130.644 | 76.6236 | 547.9608 | 41.0993 | 15.81 | 1.464 | 26.6645 | 17.4705 | 0.26418 | 0.22577 | 0
1995-08-09 09:00 | 122.7657 | 75.2694 | 692.8002 | 35.4586 | 1.9836 | 1.4642 | 29.0248 | 17.5045 | 0.26418 | 0.22577 | 0
1995-08-09 10:00 | 129.2104 | 68.6405 | 778.3649 | 35.6695 | 1.9836 | 1.4644 | 18.0271 | 17.5025 | 0.26418 | 0.22577 | 0.31652
1995-08-09 11:00 | 123.4281 | 71.6956 | 806.367 | 31.2135 | 1.9836 | 1.4646 | 17.9507 | 17.4278 | 0.26418 | 0.22577 | 0
1995-08-09 12:00 | 121.4663 | 74.8966 | 801.9017 | 27.8973 | 1.9836 | 1.4648 | 17.6273 | 17.3256 | 0.26418 | 0.22577 | 0
1995-08-09 13:00 | 121.1016 | 81.5657 | 748.7163 | 28.6499 | 1.9836 | 1.4649 | 22.8154 | 17.3378 | 0.2851 | 0.22577 | 0.39209
1995-08-09 14:00 | 144.7017 | 87.8243 | 662.4166 | 38.7186 | 1.9836 | 1.465 | 18.3858 | 17.3886 | 0.2851 | 0.22577 | 0
1995-08-09 15:00 | 153.8729 | 91.6075 | 531.5023 | 39.6937 | 1.9836 | 1.465 | 21.9782 | 17.4726 | 0.2851 | 0.22577 | 0.1713
1995-08-09 16:00 | 153.6127 | 96.0196 | 366.5239 | 42.5247 | 15.81 | 1.4649 | 53.1804 | 17.5134 | 0.2851 | 0.2723 | 6.6627
1995-08-09 17:00 | 147.1579 | 99.7021 | 178.9569 | 52.0627 | 15.81 | 2.1177 | 72.7483 | 17.5457 | 0.5509 | 2.0963 | 35.7254
1995-08-09 18:00 | 155.5529 | 103.6814 | 43.8974 | 65.4686 | 15.81 | 2.1012 | 86.3702 | 17.5619 | 0.57305 | 2.0963 | 65.9038
1995-08-09 19:00 | 172.3304 | 108.2329 | 0.26328 | 77.0238 | 15.81 | 2.083 | 89.1918 | 17.5059 | 0.55638 | 2.1059 | 75.7049
1995-08-09 20:00 | 187.6173 | 112.3373 | 0 | 82.1823 | 15.81 | 2.0458 | 89.6582 | 17.5205 | 0.55638 | 5.4718 | 48.3713
1995-08-09 21:00 | 189.2412 | 114.9199 | 0 | 84.2363 | 15.81 | 2.0394 | 93.1038 | 17.4855 | 0.53547 | 3.6256 | 45.5174
1995-08-09 22:00 | 189.6492 | 117.9919 | 0 | 71.9684 | 15.81 | 2.017 | 88.0283 | 17.4549 | 0.51332 | 2.1059 | 65.6697
1995-08-09 23:00 | 184.9248 | 116.0003 | 0 | 69.3885 | 15.81 | 2.0624 | 93.6998 | 17.4665 | 0.51332 | 5.4718 | 33.9563
1995-08-10 | 176.4653 | 111.8842 | 0 | 84.0841 | 15.81 | 2.0625 | 123.4208 | 17.4032 | 0.51332 | 7.2222 | 66.8718
1995-08-10 01:00 | 177.4188 | 107.175 | 0 | 75.3046 | 15.81 | 2.0625 | 123.5627 | 17.3612 | 0.51332 | 6.5784 | 48.7216
1995-08-10 02:00 | 181.559 | 104.0702 | 0.00059705 | 66.7203 | 15.81 | 2.0756 | 124.6222 | 17.3338 | 0.51332 | 6.6852 | 45.0669
1995-08-10 03:00 | 179.1714 | 102.3154 | 0.093642 | 67.4415 | 15.81 | 2.0754 | 124.2825 | 17.2422 | 0.51332 | 6.4979 | 42.2748
1995-08-10 04:00 | 181.0123 | 101.4396 | 1.9378 | 49.5526 | 15.81 | 2.0751 | 125.1715 | 17.2762 | 0.49117 | 6.2156 | 42.3711
1995-08-10 05:00 | 171.5273 | 103.5849 | 41.2702 | 37.5334 | 15.81 | 1.4783 | 110.3386 | 17.4091 | 0.51332 | 2.0963 | 40.4087
1995-08-10 06:00 | 151.6826 | 104.4659 | 175.932 | 32.6367 | 15.81 | 1.478 | 85.1563 | 17.4534 | 0.55762 | 2.0497 | 15.7981
1995-08-10 07:00 | 127.9839 | 104.6281 | 398.9664 | 29.0051 | 15.81 | 1.4728 | 59.8068 | 17.5421 | 0.58054 | 2.0494 | 0.70954
1995-08-10 08:00 | 114.9868 | 100.0319 | 605.1021 | 28.1559 | 17.1926 | 1.4728 | 19.4696 | 17.5694 | 0.31351 | 0.0042866 | 0.26819
1995-08-10 09:00 | 105.1441 | 97.1693 | 750.6202 | 30.687 | 1.9836 | 1.4729 | 20.6007 | 17.5069 | 0.31351 | 0.0042866 | 0.08573
1995-08-10 10:00 | 115.7051 | 84.8726 | 834.711 | 27.5949 | 1.9836 | 1.4732 | 17.9543 | 17.3234 | 0.31351 | 0.0042866 | 0
1995-08-10 11:00 | 115.5096 | 88.4443 | 857.0784 | 26.0116 | 1.9836 | 1.4734 | 17.9435 | 17.2917 | 0.31351 | 0.0042866 | 0.062226
1995-08-10 12:00 | 113.6984 | 89.4408 | 854.1034 | 23.9052 | 1.9836 | 1.4737 | 19.5958 | 17.2773 | 0.31351 | 0.0042866 | 0
1995-08-10 13:00 | 110.9112 | 93.3645 | 780.4539 | 20.6408 | 1.9836 | 1.4737 | 19.9657 | 17.3595 | 0.27251 | 0.0042866 | 0.14231
1995-08-10 14:00 | 139.2141 | 98.7442 | 730.7183 | 23.4865 | 1.9836 | 1.4739 | 21.0334 | 17.3598 | 0.27251 | 0.0042866 | 0.18922
1995-08-10 15:00 | 143.4194 | 102.8958 | 580.3049 | 31.4714 | 1.9836 | 1.4739 | 25.8193 | 17.4726 | 0.27251 | 0.0042866 | 0.54712
1995-08-10 16:00 | 157.8866 | 109.1394 | 402.1439 | 37.212 | 17.1926 | 1.4848 | 51.205 | 17.6302 | 0.27251 | 0.2723 | 14.4322
1995-08-10 17:00 | 160.5692 | 114.3993 | 191.4146 | 38.9578 | 17.1926 | 1.4565 | 68.9263 | 17.6515 | 0.53831 | 2.0959 | 40.9347
1995-08-10 18:00 | 170.2851 | 117.5395 | 45.1307 | 59.9021 | 17.1926 | 2.1144 | 85.0721 | 17.6531 | 0.67295 | 2.0959 | 67.163
1995-08-10 19:00 | 183.1928 | 118.5154 | 0.27185 | 73.241 | 17.1926 | 2.0954 | 97.7911 | 17.6992 | 0.67295 | 2.0959 | 60.7637
1995-08-10 20:00 | 190.1912 | 119.3361 | 0 | 71.4534 | 17.1926 | 2.0789 | 98.3737 | 17.6932 | 0.67295 | 2.0959 | 65.2848
1995-08-10 21:00 | 195.6721 | 116.8302 | 0 | 66.9517 | 15.81 | 2.047 | 101.1034 | 17.6669 | 0.67295 | 2.0959 | 63.3988
1995-08-10 22:00 | 189.5668 | 116.2577 | 0 | 67.7136 | 15.81 | 2.0416 | 97.8185 | 17.5756 | 0.6951 | 2.0959 | 62.7948
1995-08-10 23:00 | 191.4066 | 112.386 | 0 | 54.4984 | 15.81 | 2.0387 | 98.1111 | 17.4845 | 0.67418 | 2.0959 | 65.8278
1995-08-11 | 189.7894 | 108.8586 | 0 | 76.5588 | 15.81 | 2.0356 | 103.3481 | 17.2983 | 0.67418 | 5.4715 | 62.647
1995-08-11 01:00 | 183.6652 | 103.2053 | 0 | 70.6966 | 15.81 | 2.0352 | 100.9441 | 17.2902 | 0.67418 | 5.4715 | 66.709
1995-08-11 02:00 | 177.2113 | 98.4219 | 0.00025718 | 80.2045 | 15.81 | 2.0349 | 97.3028 | 17.2568 | 0.67418 | 5.4715 | 49.8723
1995-08-11 03:00 | 171.5539 | 92.6338 | 0.053376 | 70.9203 | 15.81 | 2.0347 | 94.0507 | 17.2861 | 0.65203 | 5.4715 | 60.2431
1995-08-11 04:00 | 163.6795 | 87.4675 | 1.9737 | 56.3995 | 15.81 | 2.0354 | 95.4386 | 17.2747 | 0.67418 | 2.0959 | 65.2154
1995-08-11 05:00 | 152.1173 | 82.5444 | 42.3576 | 41.6466 | 15.81 | 1.678 | 88.7179 | 17.3269 | 0.67418 | 2.0959 | 53.6277
1995-08-11 06:00 | 137.1141 | 77.3537 | 183.7336 | 35.563 | 15.81 | 1.4275 | 75.4667 | 17.4074 | 0.65327 | 2.0338 | 7.8828
1995-08-11 07:00 | 119.3286 | 73.8749 | 407.3917 | 32.3029 | 15.81 | 1.4689 | 29.9373 | 17.493 | 0.65327 | 1.8123 | 1.2663
1995-08-11 08:00 | 103.3894 | 71.1194 | 613.8871 | 30.7077 | 15.16 | 1.469 | 15.0764 | 17.5096 | 0.072995 | 0.0042866 | 0.057297
1995-08-11 09:00 | 101.9645 | 66.6066 | 783.01 | 26.7575 | 1.3336 | 1.4693 | 15.172 | 17.5132 | 0.072995 | 0.0042866 | 0.2944
1995-08-11 10:00 | 99.1648 | 58.381 | 845.3741 | 26.9118 | 1.3336 | 1.4696 | 15.1335 | 17.4759 | 0.072995 | 0.0042866 | 0
1995-08-11 11:00 | 101.0202 | 55.0344 | 825.1377 | 18.3601 | 1.3336 | 1.47 | 14.6161 | 17.3953 | 0.072995 | 0.0042866 | 0.010911
1995-08-11 12:00 | 104.8729 | 54.5042 | 862.1418 | 21.8559 | 1.3336 | 1.4703 | 14.2982 | 17.4023 | 0.072995 | 0.0042866 | 0
1995-08-11 13:00 | 108.9798 | 54.7482 | 805.3676 | 18.5166 | 1.3336 | 1.4703 | 14.2004 | 17.395 | 0.11399 | 0.0042866 | 0
1995-08-11 14:00 | 116.2789 | 59.9602 | 774.0834 | 25.6078 | 1.932 | 1.4705 | 14.522 | 17.5092 | 0.11399 | 0.0042866 | 0
1995-08-11 15:00 | 120.9277 | 63.7086 | 589.9033 | 31.526 | 6.8038 | 1.4714 | 14.9611 | 17.4993 | 0.11399 | 0.0042866 | 0.6182
1995-08-11 16:00 | 130.2556 | 66.315 | 406.4935 | 33.3939 | 15.81 | 1.4714 | 55.0051 | 17.535 | 0.71642 | 0.2723 | 13.3196
1995-08-11 17:00 | 138.3913 | 66.9381 | 194.3224 | 33.3179 | 15.81 | 2.0277 | 65.9948 | 17.5507 | 0.71642 | 2.0959 | 76.9117
1995-08-11 18:00 | 161.1932 | 68.8325 | 44.1979 | 43.4452 | 15.81 | 2.053 | 112.8489 | 17.5513 | 0.71642 | 2.0963 | 77.1895
1995-08-11 19:00 | 195.2236 | 72.216 | 0.22041 | 49.2552 | 15.81 | 1.4825 | 112.4751 | 17.5793 | 0.74991 | 2.4869 | 74.4004
1995-08-11 20:00 | 225.6467 | 75.8684 | 0 | 41.5823 | 15.81 | 1.4716 | 112.4602 | 17.5838 | 0.74991 | 4.0085 | 59.1786
1995-08-11 21:00 | 230.5497 | 75.4242 | 0 | 53.3446 | 15.81 | 2.0782 | 112.8064 | 17.5648 | 0.74991 | 4.5723 | 37.7656
1995-08-11 22:00 | 221.0955 | 80.2383 | 0 | 59.6318 | 15.81 | 2.0631 | 114.1001 | 17.4761 | 0.73308 | 4.5723 | 40.5576
1995-08-11 23:00 | 212.9726 | 80.6633 | 0 | 46.8171 | 15.81 | 2.0621 | 115.6564 | 17.4183 | 0.754 | 4.5723 | 47.5416
1995-08-12 | 204.1509 | 78.134 | 0 | 76.8122 | 17.41 | 1.4456 | 38.2045 | 17.344 | 0.754 | 2.0963 | 50.1134
1995-08-12 01:00 | 192.5575 | 73.6107 | 0 | 68.5715 | 17.41 | 1.4455 | 35.5175 | 17.2976 | 0.71625 | 2.0963 | 80.7941
1995-08-12 02:00 | 183.8521 | 70.9116 | 0 | 61.5435 | 17.41 | 1.4454 | 34.7839 | 17.2788 | 0.69942 | 2.0963 | 61.576
1995-08-12 03:00 | 175.5967 | 67.7637 | 0.05455 | 60.8526 | 17.41 | 1.4451 | 34.9558 | 17.301 | 0.72157 | 2.0963 | 53.6896
1995-08-12 04:00 | 165.63 | 66.3931 | 1.5275 | 47.5291 | 17.41 | 1.4614 | 33.2122 | 17.3207 | 0.72157 | 2.0963 | 89.1107
1995-08-12 05:00 | 150.4696 | 62.3119 | 40.1928 | 52.9314 | 16.76 | 1.4379 | 30.7749 | 17.3786 | 0.72157 | 2.0338 | 54.4069
1995-08-12 06:00 | 121.1758 | 56.8265 | 178.397 | 41.8762 | 16.76 | 1.4366 | 27.4726 | 17.4793 | 0.74249 | 1.8123 | 20.3654
1995-08-12 07:00 | 89.4957 | 56.468 | 394.7094 | 38.764 | 16.76 | 1.4364 | 27.2816 | 17.5855 | 0.76464 | 0.56929 | 1.6268
1995-08-12 08:00 | 71.1273 | 57.4751 | 614.0949 | 38.2311 | 16.76 | 1.4365 | 14.3912 | 17.6319 | 0.13066 | 0.0042866 | 0.23009
1995-08-12 09:00 | 67.0331 | 60.7149 | 759.0642 | 37.4908 | 5.4973 | 1.4369 | 14.0515 | 17.6192 | 0.11399 | 0.0042866 | 0
1995-08-12 10:00 | 73.329 | 63.3294 | 792.1904 | 36.0766 | 2.9336 | 1.4383 | 13.977 | 17.5061 | 0.11399 | 0.0042866 | 0
1995-08-12 11:00 | 63.4273 | 66.9802 | 833.6509 | 32.996 | 2.9336 | 1.4389 | 13.8371 | 17.48 | 0.11399 | 0.0042866 | 0.1056
1995-08-12 12:00 | 83.5765 | 75.92 | 750.7742 | 33.6035 | 2.9336 | 1.4394 | 13.7986 | 17.5513 | 0.11399 | 0.0042866 | 0
1995-08-12 13:00 | 89.9473 | 85.3364 | 774.502 | 33.0997 | 2.9336 | 1.4396 | 13.6057 | 17.4445 | 0.11399 | 0.0042866 | 0
1995-08-12 14:00 | 96.5608 | 96.4359 | 671.6709 | 34.3104 | 2.9336 | 1.4399 | 13.4817 | 17.5109 | 0.11399 | 0.0042866 | 0
1995-08-12 15:00 | 110.1179 | 110.4911 | 542.2703 | 35.0138 | 3.5836 | 1.4399 | 13.7359 | 17.4567 | 0.11399 | 0.0042866 | 0.15155
1995-08-12 16:00 | 109.6523 | 118.9854 | 400.4615 | 38.9298 | 3.5836 | 1.4408 | 15.7147 | 17.4563 | 0.69227 | 0.0042866 | 15.3314
1995-08-12 17:00 | 130.1238 | 124.9352 | 192.2701 | 40.5686 | 17.41 | 1.452 | 21.7642 | 17.567 | 0.80707 | 0.0042866 | 34.3078
1995-08-12 18:00 | 143.315 | 129.6673 | 42.6077 | 46.416 | 17.41 | 1.4519 | 35.3964 | 17.6201 | 0.93468 | 0.24142 | 65.7735
1995-08-12 19:00 | 160.8843 | 131.5033 | 0.20186 | 50.7226 | 17.41 | 1.452 | 44.7102 | 17.6189 | 1.2602 | 0.80642 | 47.8407
1995-08-12 20:00 | 174.4234 | 132.9077 | 0 | 50.6015 | 17.41 | 1.4411 | 61.6968 | 17.664 | 1.3458 | 0.85295 | 27.0603
1995-08-12 21:00 | 178.2414 | 130.8736 | 0 | 64.0541 | 17.41 | 1.44 | 58.3078 | 17.6577 | 1.1866 | 0.85295 | 41.734
1995-08-12 22:00 | 184.4101 | 131.5595 | 0 | 61.4439 | 17.41 | 1.4401 | 53.4732 | 17.6187 | 1.1813 | 0.85295 | 21.1079
1995-08-12 23:00 | 184.3498 | 129.4413 | 0 | 58.1336 | 17.41 | 1.4402 | 51.4431 | 17.5597 | 1.1813 | 0.85295 | 13.9444
1995-08-13 | 184.5494 | 120.9335 | 0 | 81.242 | 17.41 | 1.4403 | 58.8352 | 17.4752 | 1.1813 | 0.85295 | 40.7231
1995-08-13 01:00 | 175.0766 | 110.7409 | 0 | 79.2125 | 17.41 | 1.4408 | 55.478 | 17.4427 | 1.0617 | 0.28795 | 47.0772
1995-08-13 02:00 | 166.6863 | 108.4518 | 0 | 79.6743 | 17.41 | 1.4406 | 57.9001 | 17.3922 | 1.0785 | 0.85295 | 32.2684
1995-08-13 03:00 | 159.1324 | 109.7557 | 0.022714 | 73.8074 | 17.41 | 1.4405 | 56.0702 | 17.355 | 1.0785 | 0.80642 | 48.5609
1995-08-13 04:00 | 157.032 | 104.3585 | 1.6631 | 69.9946 | 17.41 | 1.4415 | 54.3339 | 17.3917 | 1.0785 | 0.24142 | 71.6665
1995-08-13 05:00 | 149.4423 | 97.4397 | 41.4388 | 71.1304 | 17.41 | 1.4396 | 40.8631 | 17.4151 | 1.0785 | 0.24142 | 65.3677
1995-08-13 06:00 | 140.1676 | 93.2776 | 173.2887 | 57.438 | 17.41 | 1.4505 | 50.6735 | 17.5929 | 1.0785 | 0.45411 | 32.3681
1995-08-13 07:00 | 116.9493 | 84.5513 | 374.2708 | 48.5993 | 17.41 | 1.4397 | 49.1223 | 17.6945 | 1.1735 | 0.22577 | 8.8944
1995-08-13 08:00 | 108.803 | 76.152 | 542.0661 | 49.5502 | 17.41 | 1.4397 | 36.3574 | 17.7619 | 1.1957 | 0.22577 | 0.13011
1995-08-13 09:00 | 81.9046 | 68.2393 | 700.6525 | 39.0343 | 17.41 | 1.4399 | 48.5423 | 17.6745 | 1.2178 | 0.22577 | 0.18126
1995-08-13 10:00 | 77.0982 | 52.8572 | 790.1412 | 50.5405 | 17.41 | 1.4401 | 37.5871 | 17.7175 | 1.1969 | 0.22577 | 0.76741
1995-08-13 11:00 | 91.0242 | 55.5265 | 815.8665 | 42.9984 | 17.41 | 1.4406 | 30.593 | 17.6475 | 1.2178 | 0.22577 | 0.36511
1995-08-13 12:00 | 96.0107 | 66.0692 | 813.2163 | 37.069 | 17.41 | 1.446 | 46.9443 | 17.7193 | 1.2178 | 0.22577 | 0.2119
1995-08-13 13:00 | 105.1984 | 85.3159 | 763.7866 | 44.199 | 17.41 | 1.4522 | 31.8454 | 17.6 | 1.1728 | 0.22577 | 1.5445
1995-08-13 14:00 | 120.3634 | 101.4056 | 654.5893 | 55.653 | 17.41 | 1.4634 | 45.8407 | 17.6156 | 1.0213 | 0.22577 | 1.632
1995-08-13 15:00 | 134.9378 | 111.6915 | 489.3512 | 44.7111 | 17.41 | 1.4636 | 44.0656 | 17.6951 | 1.01 | 0.22577 | 3.8116
1995-08-13 16:00 | 139.9947 | 114.09 | 328.5455 | 46.6579 | 17.41 | 1.4667 | 47.5521 | 17.7366 | 0.96694 | 0.22577 | 16.8087
1995-08-13 17:00 | 170.5954 | 116.952 | 148.8319 | 56.7753 | 17.41 | 1.4667 | 38.4873 | 17.7315 | 1.0079 | 0.24173 | 65.767
1995-08-13 18:00 | 190.1391 | 120.0851 | 38.3908 | 68.1449 | 17.41 | 1.4665 | 57.52 | 17.7116 | 1.0079 | 0.24173 | 86.4919
1995-08-13 19:00 | 207.295 | 118.5001 | 0.21721 | 73.0891 | 17.41 | 1.4603 | 64.909 | 17.7495 | 0.98579 | 0.28826 | 81.9738
1995-08-13 20:00 | 221.0824 | 114.6562 | 0 | 68.1873 | 17.41 | 1.4601 | 62.6185 | 17.7633 | 0.98579 | 0.28826 | 62.2179
1995-08-13 21:00 | 223.4693 | 111.3206 | 0 | 80.7224 | 17.41 | 1.4453 | 60.5268 | 17.736 | 1.1659 | 0.28826 | 49.2559
1995-08-13 22:00 | 223.8908 | 115.316 | 0 | 78.9723 | 17.41 | 1.446 | 62.3817 | 17.6726 | 1.188 | 0.28826 | 48.3318
1995-08-13 23:00 | 213.9059 | 110.8562 | 0 | 70.6699 | 17.41 | 1.4453 | 62.2376 | 17.6167 | 1.0307 | 0.28826 | 46.842
1995-08-14 | 203.3437 | 109.4109 | 0 | 78.7725 | 17.41 | 1.4453 | 71.5761 | 17.4828 | 1.199 | 0.28826 | 29.1063
1995-08-14 01:00 | 197.348 | 108.2473 | 0 | 82.2328 | 17.41 | 1.4454 | 70.6792 | 17.4089 | 1.3563 | 0.28826 | 9.4408
1995-08-14 02:00 | 190.1846 | 111.303 | 0 | 82.2681 | 17.41 | 1.4447 | 68.7581 | 17.4256 | 1.3563 | 0.28826 | 8.217
1995-08-14 03:00 | 180.6462 | 115.1688 | 0.042795 | 74.1363 | 17.41 | 1.4442 | 66.8403 | 17.3952 | 1.3563 | 0.24173 | 24.458
1995-08-14 04:00 | 176.6059 | 119.4984 | 1.2781 | 75.2403 | 17.41 | 1.445 | 67.0173 | 17.403 | 1.3563 | 0.24173 | 31.7271
1995-08-14 05:00 | 165.4128 | 115.4502 | 34.127 | 70.6508 | 17.41 | 1.4433 | 67.5467 | 17.44 | 1.3563 | 0.24173 | 34.014
1995-08-14 06:00 | 157.3051 | 108.9079 | 148.1849 | 64.891 | 17.41 | 1.4433 | 64.2192 | 17.5339 | 1.3563 | 0.24173 | 9.0371
1995-08-14 07:00 | 146.2041 | 102.5145 | 326.239 | 59.6261 | 17.41 | 1.4445 | 55.1175 | 17.5455 | 1.3563 | 0.24173 | 0.64368
1995-08-14 08:00 | 132.9812 | 96.2474 | 501.4007 | 47.8229 | 17.41 | 1.4448 | 56.1985 | 17.5223 | 1.3563 | 0.24173 | 0.012
1995-08-14 09:00 | 122.2651 | 90.1922 | 643.751 | 55.1603 | 17.41 | 1.4452 | 53.683 | 17.5074 | 1.373 | 0.24142 | 0.17067
1995-08-14 10:00 | 125.5772 | 82.7991 | 714.6574 | 57.3411 | 17.41 | 1.4458 | 57.5377 | 17.4557 | 1.3939 | 0.24142 | 0.010613
1995-08-14 11:00 | 103.4097 | 82.0574 | 791.8693 | 47.7973 | 17.41 | 1.4458 | 54.1825 | 17.4103 | 1.3939 | 0.24142 | 0.012
1995-08-14 12:00 | 111.1525 | 87.9819 | 782.7215 | 51.4892 | 17.41 | 1.444 | 51.1471 | 17.4468 | 1.3939 | 0.24142 | 0.012
1995-08-14 13:00 | 129.6425 | 95.9597 | 733.2033 | 54.6229 | 17.41 | 1.4445 | 50.0058 | 17.4101 | 1.4585 | 0.24142 | 1.1464
1995-08-14 14:00 | 147.2376 | 93.2272 | 643.351 | 47.6218 | 17.41 | 1.4498 | 50.9283 | 17.4334 | 1.4585 | 0.24142 | 4.0143
1995-08-14 15:00 | 179.3364 | 94.8507 | 489.1186 | 54.2554 | 17.41 | 1.455 | 51.8426 | 17.4525 | 1.4697 | 0.24142 | 3.3743
1995-08-14 16:00 | 181.0855 | 95.8315 | 319.8607 | 59.3739 | 17.41 | 1.455 | 55.926 | 17.4672 | 1.5128 | 0.24173 | 7.8319
1995-08-14 17:00 | 204.4705 | 97.6031 | 146.7531 | 64.7766 | 17.41 | 1.4549 | 66.9234 | 17.5023 | 1.5128 | 0.24173 | 36.3324
1995-08-14 18:00 | 210.721 | 98.0003 | 31.2256 | 70.671 | 17.41 | 1.4549 | 69.9852 | 17.5815 | 1.336 | 0.24173 | 80.1627
1995-08-14 19:00 | 229.0797 | 94.844 | 0.14682 | 74.3737 | 17.41 | 1.4441 | 78.3307 | 17.5802 | 1.3204 | 0.24173 | 52.4035
1995-08-14 20:00 | 235.4518 | 89.4374 | 0 | 77.2316 | 17.41 | 1.4438 | 83.2838 | 17.5604 | 1.2755 | 0.24173 | 43.3955
1995-08-14 21:00 | 235.3687 | 86.1248 | 0 | 85.9928 | 17.41 | 1.434 | 82.6052 | 17.5583 | 1.2755 | 0.24173 | 29.6278
1995-08-14 22:00 | 230.9292 | 85.2619 | 0 | 78.4242 | 17.41 | 1.4345 | 82.142 | 17.4978 | 1.2755 | 0.28826 | 21.4184
1995-08-14 23:00 | 214.3252 | 81.053 | 0 | 79.0529 | 17.41 | 1.4345 | 82.7358 | 17.4618 | 1.416 | 0.28826 | 25.4673
1995-08-15 | 210.8086 | 79.0455 | 0 | 74.1631 | 17.41 | 1.4332 | 95.2764 | 17.3437 | 1.3938 | 3.5553 | 6.1637
1995-08-15 01:00 | 203.7334 | 79.1829 | 0 | 74.2239 | 17.41 | 1.4332 | 94.9326 | 17.3268 | 1.377 | 1.9029 | 5.5644
1995-08-15 02:00 | 201.2606 | 77.3963 | 0 | 66.0059 | 17.41 | 1.4331 | 95.2219 | 17.312 | 1.377 | 0.24173 | 5.6846
1995-08-15 03:00 | 197.7474 | 74.4109 | 0.042025 | 72.1448 | 17.41 | 1.4342 | 94.9775 | 17.3437 | 1.377 | 0.24173 | 12.3309
1995-08-15 04:00 | 194.6983 | 73.8903 | 1.2772 | 59.1991 | 17.41 | 1.4338 | 92.9842 | 17.2941 | 1.3602 | 0.24173 | 37.7931
1995-08-15 05:00 | 188.2494 | 74.169 | 36.8027 | 55.1157 | 17.41 | 1.4426 | 82.8716 | 17.3224 | 1.338 | 0.24173 | 14.9845
1995-08-15 06:00 | 175.3948 | 73.953 | 149.4283 | 49.9708 | 17.41 | 1.4112 | 59.5802 | 17.3536 | 1.3171 | 0.24173 | 0.64743
1995-08-15 07:00 | 155.7767 | 69.8718 | 343.5514 | 50.7864 | 17.41 | 1.4046 | 29.2923 | 17.369 | 1.3171 | 0.22577 | 4.0482
1995-08-15 08:00 | 125.8052 | 63.1898 | 530.568 | 48.5852 | 9.661 | 1.4033 | 26.2917 | 17.3601 | 1.3004 | 0.22577 | 0.18472
1995-08-15 09:00 | 123.3657 | 55.6329 | 617.812 | 47.5865 | 3.5836 | 1.4035 | 25.4269 | 17.3494 | 1.3004 | 0.22148 | 0
1995-08-15 10:00 | 137.6894 | 60.4172 | 659.985 | 39.1909 | 3.5836 | 1.4269 | 25.3341 | 17.3553 | 1.3004 | 0.22148 | 0
1995-08-15 11:00 | 125.8625 | 60.6287 | 695.5762 | 46.0584 | 3.5836 | 1.4273 | 24.9575 | 17.2413 | 1.2614 | 0.22148 | 0
1995-08-15 12:00 | 126.1408 | 62.542 | 687.873 | 44.0565 | 3.5836 | 1.4276 | 24.8254 | 17.233 | 1.2809 | 0.22148 | 0
1995-08-15 13:00 | 132.1108 | 67.3188 | 664.6559 | 46.2331 | 3.5836 | 1.4277 | 24.8072 | 17.2994 | 1.2614 | 0.22148 | 0.0053519
1995-08-15 14:00 | 140.459 | 69.118 | 573.8353 | 44.5875 | 3.5836 | 1.428 | 24.6744 | 17.1907 | 1.2393 | 0.22148 | 1.6145
1995-08-15 15:00 | 144.6615 | 67.1716 | 472.1996 | 50.233 | 3.5836 | 1.4293 | 24.783 | 17.2897 | 1.2225 | 0.22148 | 2.7115
1995-08-15 16:00 | 150.3038 | 66.2456 | 349.3025 | 50.2417 | 17.41 | 1.3964 | 49.7109 | 17.3875 | 1.2225 | 0.24142 | 10.5389
1995-08-15 17:00 | 168.1096 | 65.5405 | 171.015 | 52.7007 | 17.41 | 1.3964 | 60.9 | 17.382 | 1.2225 | 0.24142 | 32.2226
1995-08-15 18:00 | 173.7098 | 63.9282 | 35.2133 | 59.0822 | 17.41 | 1.3991 | 96.0011 | 17.4052 | 1.3967 | 2.0497 | 58.1832
1995-08-15 19:00 | 185.2172 | 60.6226 | 0.14352 | 73.881 | 17.41 | 1.3964 | 102.9443 | 17.4127 | 1.4344 | 2.0497 | 57.3717
1995-08-15 20:00 | 193.4473 | 57.0135 | 0 | 74.6855 | 17.41 | 2.0109 | 101.2233 | 17.4193 | 1.4793 | 2.487 | 49.6212
1995-08-15 21:00 | 189.9204 | 55.7376 | 0 | 92.4161 | 17.41 | 2.009 | 107.2599 | 17.455 | 1.4625 | 8.2896 | 24.7489
1995-08-15 22:00 | 177.4046 | 62.8886 | 0 | 90.5321 | 17.41 | 2.0072 | 97.3385 | 17.4326 | 1.4235 | 5.195 | 40.2738
1995-08-15 23:00 | 173.2869 | 63.4845 | 0 | 74.5055 | 17.41 | 2.0069 | 115.4308 | 17.3971 | 0.89407 | 2.8504 | 27.354
1995-08-16 | 171.5783 | 64.083 | 0 | 86.256 | 17.41 | 2.0062 | 126.4491 | 17.3547 | 0.60155 | 11.3958 | 42.8978
1995-08-16 01:00 | 166.216 | 67.0711 | 0 | 76.3465 | 17.41 | 2.0049 | 126.8566 | 17.3225 | 0.59623 | 11.3958 | 38.95
1995-08-16 02:00 | 162.7468 | 67.7717 | 0 | 68.2623 | 16.9988 | 2.0053 | 122.8985 | 17.3199 | 0.59623 | 11.3958 | 37.7397
1995-08-16 03:00 | 159.5781 | 64.5942 | 0.030054 | 60.7711 | 17.41 | 2.0047 | 122.4672 | 17.2968 | 0.55317 | 11.3958 | 34.6262
1995-08-16 04:00 | 155.1005 | 67.7482 | 1.4991 | 53.7432 | 16.5487 | 2.0043 | 121.0063 | 17.2919 | 0.55317 | 11.3958 | 40.6395
1995-08-16 05:00 | 146.7338 | 69.9981 | 33.571 | 49.8161 | 15.81 | 2.013 | 118.1058 | 17.3543 | 0.57532 | 11.3493 | 22.646
1995-08-16 06:00 | 132.3991 | 73.7082 | 133.4684 | 48.344 | 15.81 | 2.0187 | 102.3347 | 17.4109 | 0.59623 | 8.4221 | 17.3901
1995-08-16 07:00 | 112.029 | 77.7237 | 309.252 | 45.3941 | 17.2481 | 2.0341 | 93.4085 | 17.4703 | 0.57408 | 5.4571 | 4.7715
1995-08-16 08:00 | 101.5509 | 76.2904 | 492.8144 | 42.583 | 16.0407 | 2.0477 | 59.5206 | 17.5012 | 0.57408 | 0.83235 | 0.26129
1995-08-16 09:00 | 97.1774 | 72.6285 | 632.1843 | 36.9099 | 4.3165 | 2.0564 | 54.5809 | 17.5021 | 0.57408 | 0.26735 | 1.5158
1995-08-16 10:00 | 106.1213 | 70.852 | 712.9377 | 34.234 | 1.9836 | 2.0613 | 48.1086 | 17.4539 | 0.57408 | 0.26735 | 0
1995-08-16 11:00 | 105.2723 | 69.8256 | 755.0611 | 33.5086 | 1.9836 | 2.0641 | 46.6134 | 17.3342 | 0.61306 | 0.26735 | 0
1995-08-16 12:00 | 106.7801 | 72.5176 | 750.5277 | 28.2727 | 1.9836 | 2.0864 | 45.8341 | 17.4168 | 0.61306 | 0.26735 | 0.95828
1995-08-16 13:00 | 118.3942 | 73.5996 | 705.0835 | 27.1136 | 1.9836 | 2.0907 | 45.7261 | 17.4625 | 0.59091 | 0.26735 | 0
1995-08-16 14:00 | 124.7991 | 73.9547 | 642.4204 | 29.3799 | 1.9836 | 2.0945 | 48.4607 | 17.4921 | 0.61306 | 0.26735 | 0
1995-08-16 15:00 | 133.6593 | 74.6578 | 532.7795 | 34.4402 | 1.9836 | 2.0934 | 54.9398 | 17.5084 | 0.66889 | 0.283 | 0.41259
1995-08-16 16:00 | 141.1064 | 77.1923 | 367.0695 | 48.2965 | 15.81 | 2.0996 | 77.3884 | 17.5504 | 0.66889 | 3.6488 | 5.4494
1995-08-16 17:00 | 145.9433 | 77.8698 | 171.6832 | 47.7563 | 15.81 | 2.1057 | 95.6382 | 17.5459 | 0.66889 | 7.1261 | 16.1986
1995-08-16 18:00 | 150.5221 | 76.4134 | 32.4061 | 56.0276 | 15.81 | 2.0826 | 123.2618 | 17.5891 | 0.69104 | 11.4728 | 54.0944
1995-08-16 19:00 | 171.3322 | 75.8131 | 0.056402 | 75.7683 | 15.81 | 2.0536 | 121.5568 | 17.5407 | 0.69104 | 11.5193 | 58.5506
1995-08-16 20:00 | 184.05 | 75.0533 | 0 | 76.5346 | 15.81 | 2.0104 | 128.2277 | 17.5577 | 0.69104 | 11.5193 | 44.8235
1995-08-16 21:00 | 180.4882 | 75.0967 | 0 | 80.964 | 15.81 | 2.0054 | 128.5849 | 17.5782 | 0.70787 | 11.5193 | 35.8655
1995-08-16 22:00 | 172.0601 | 86.4425 | 0 | 73.8167 | 15.81 | 2.0172 | 133.9308 | 17.5309 | 0.70787 | 11.5193 | 29.5709
1995-08-16 23:00 | 170.8001 | 88.4998 | 0 | 69.6319 | 15.81 | 2.009 | 126.0422 | 17.525 | 0.76978 | 11.5193 | 40.8581
1995-08-17 | 165.6749 | 88.1425 | 0 | 84.6141 | 15.81 | 2.0082 | 127.6857 | 17.4545 | 0.72878 | 5.7708 | 34.3268
1995-08-17 01:00 | 159.1447 | 85.8459 | 0 | 93.0606 | 15.81 | 2.0086 | 125.9659 | 17.3875 | 0.75093 | 5.7708 | 33.6283
1995-08-17 02:00 | 154.0587 | 83.5178 | 0 | 85.8947 | 15.81 | 2.0078 | 121.5025 | 17.369 | 0.75093 | 5.7708 | 33.126
1995-08-17 03:00 | 151.0244 | 83.2526 | 0.016787 | 79.7147 | 15.81 | 2.0072 | 120.4259 | 17.3518 | 0.79399 | 5.7708 | 35.8352
1995-08-17 04:00 | 147.6129 | 81.1532 | 1.235 | 68.8277 | 15.81 | 2.0111 | 120.843 | 17.3769 | 0.81082 | 2.0963 | 43.2899
1995-08-17 05:00 | 140.114 | 79.5514 | 35.5299 | 60.2302 | 15.81 | 2.0172 | 117.5925 | 17.4089 | 0.81082 | 2.0497 | 25.9988
1995-08-17 06:00 | 125.4329 | 77.983 | 149.7648 | 51.8426 | 17.3472 | 2.0316 | 105.2813 | 17.5309 | 0.76776 | 2.0497 | 11.4422
1995-08-17 07:00 | 113.1239 | 76.2585 | 354.1512 | 46.4129 | 16.4639 | 2.0553 | 98.0661 | 17.5934 | 0.78991 | 2.0497 | 3.8099
1995-08-17 08:00 | 103.975 | 71.4246 | 565.2311 | 34.9658 | 15.0744 | 2.0642 | 45.5094 | 17.6023 | 0.49647 | 0.9713 | 0.33755
1995-08-17 09:00 | 100.4334 | 64.6589 | 715.6059 | 25.4522 | 1.9836 | 2.0754 | 30.7387 | 17.5132 | 0.49647 | 0.22577 | 0
1995-08-17 10:00 | 107.5844 | 52.766 | 778.6395 | 26.1435 | 1.9836 | 2.0819 | 31.3304 | 17.4914 | 0.47964 | 0.22577 | 0
1995-08-17 11:00 | 105.349 | 53.4587 | 806.6554 | 23.8597 | 1.9836 | 2.0859 | 31.7651 | 17.4042 | 0.46281 | 0.22577 | 0.012
1995-08-17 12:00 | 108.7676 | 60.0668 | 771.826 | 26.8979 | 1.9836 | 2.0889 | 32.0439 | 17.4155 | 0.46281 | 0.22577 | 0.14554
1995-08-17 13:00 | 118.3257 | 63.1581 | 701.1513 | 29.9945 | 1.9836 | 2.0969 | 32.0113 | 17.3662 | 0.46281 | 0.22577 | 0.012
1995-08-17 14:00 | 119.5908 | 71.7332 | 639.0658 | 32.843 | 1.9836 | 2.1061 | 33.4 | 17.4609 | 0.46281 | 0.24142 | 0.25397
1995-08-17 15:00 | 175.0797 | 79.5304 | 476.5651 | 32.4889 | 1.9836 | 2.1084 | 60.862 | 17.4816 | 0.4419 | 0.24173 | 1.4107
1995-08-17 16:00 | 186.9656 | 90.8979 | 335.3574 | 36.8578 | 1.9836 | 2.1028 | 75.4863 | 17.4987 | 0.4419 | 0.24173 | 15.8157
1995-08-17 17:00 | 191.9143 | 95.3051 | 175.3895 | 41.3115 | 15.81 | 2.0942 | 83.9002 | 17.5357 | 0.752 | 0.24173 | 40.1579
1995-08-17 18:00 | 197.7941 | 97.8709 | 33.4162 | 53.864 | 15.81 | 2.0771 | 103.0215 | 17.554 | 0.752 | 2.0963 | 63.6401
1995-08-17 19:00 | 217.0415 | 98.4929 | 0.1498 | 56.2901 | 15.81 | 2.0588 | 119.3173 | 17.5514 | 0.73517 | 5.7708 | 46.3647
1995-08-17 20:00 | 242.4418 | 99.0519 | 0 | 55.3063 | 15.81 | 2.043 | 113.1995 | 17.5765 | 0.73517 | 5.7708 | 38.7659
1995-08-17 21:00 | 243.2598 | 96.3538 | 0 | 57.6658 | 17.1926 | 2.0258 | 115.513 | 17.508 | 0.71425 | 5.7708 | 35.3526
1995-08-17 22:00 | 233.1315 | 105.731 | 0 | 67.0932 | 17.1926 | 2.0214 | 123.7733 | 17.494 | 0.71425 | 5.7708 | 24.7374
1995-08-17 23:00 | 223.1629 | 101.2506 | 0 | 48.9123 | 17.1926 | 2.0178 | 120.9867 | 17.4646 | 0.71425 | 4.2277 | 27.4703
1995-08-18 | 212.5279 | 93.5555 | 0 | 67.632 | 17.1926 | 2.014 | 122.7147 | 17.3678 | 0.75525 | 11.4842 | 36.5587
1995-08-18 01:00 | 199.3074 | 84.6005 | 0 | 62.6296 | 17.1926 | 2.0119 | 122.9379 | 17.309 | 0.75525 | 8.2274 | 55.4212
1995-08-18 02:00 | 189.9549 | 76.0471 | 0 | 57.6278 | 17.1926 | 2.0097 | 121.7056 | 17.3157 | 0.75525 | 6.6204 | 45.151
1995-08-18 03:00 | 184.081 | 68.6229 | 0.011087 | 54.7562 | 17.1926 | 1.9956 | 122.3686 | 17.3238 | 0.75525 | 6.4476 | 48.1768
1995-08-18 04:00 | 178.6996 | 65.1258 | 0.99145 | 48.7967 | 17.1926 | 1.9957 | 122.1814 | 17.3265 | 0.75525 | 6.3229 | 61.0506
1995-08-18 05:00 | 171.8379 | 65.174 | 35.7577 | 38.883 | 17.1926 | 2.0014 | 124.2576 | 17.3438 | 0.75525 | 6.2562 | 64.2554
1995-08-18 06:00 | 153.2568 | 65.2375 | 161.3368 | 35.6333 | 17.1926 | 2.0192 | 112.0043 | 17.4298 | 0.78149 | 7.3179 | 24.446
1995-08-18 07:00 | 123.7183 | 63.1728 | 378.5 | 32.5252 | 17.1926 | 1.3888 | 103.5151 | 17.5002 | 0.78149 | 2.0587 | 0.61833
1995-08-18 08:00 | 102.0705 | 60.9085 | 600.1398 | 25.2769 | 17.1926 | 1.3889 | 22.0331 | 17.5219 | 0.44924 | 0.013474 | 0.13548
1995-08-18 09:00 | 90.334 | 57.9491 | 755.1807 | 24.5573 | 1.9836 | 1.3891 | 21.2736 | 17.5054 | 0.44924 | 0.011215 | 0
1995-08-18 10:00 | 93.0181 | 53.1683 | 833.2879 | 22.0371 | 1.8082 | 1.3895 | 22.2545 | 17.3978 | 0.46607 | 0.013556 | 0
1995-08-18 11:00 | 105.8637 | 53.5806 | 841.4574 | 13.2268 | 1.9836 | 1.3898 | 21.8469 | 17.4034 | 0.46607 | 0.0049078 | 0
1995-08-18 12:00 | 113.7074 | 58.4851 | 807.9789 | 18.2257 | 1.9836 | 1.3889 | 21.6235 | 17.3784 | 0.46607 | 0.01049 | 0.024974
1995-08-18 13:00 | 110.3503 | 66.722 | 755.0538 | 22.0163 | 1.9836 | 1.389 | 20.9892 | 17.4115 | 0.46607 | 0.012132 | 0
1995-08-18 14:00 | 121.2039 | 72.8391 | 667.7829 | 25.2751 | 1.9836 | 2.1318 | 21.514 | 17.45 | 0.46607 | 0.0049903 | 0.077696
1995-08-18 15:00 | 120.042 | 83.5362 | 519.6395 | 31.8993 | 4.3129 | 2.1318 | 31.1796 | 17.413 | 0.48698 | 0.024562 | 0.33382
1995-08-18 16:00 | 137.6042 | 91.6599 | 336.3738 | 35.2372 | 17.1926 | 2.1352 | 79.0753 | 17.5122 | 0.79708 | 3.3827 | 10.9824
1995-08-18 17:00 | 146.9415 | 98.2476 | 163.5687 | 41.4931 | 17.1926 | 2.1412 | 91.0772 | 17.5088 | 0.79708 | 5.3791 | 33.9077
1995-08-18 18:00 | 169.3359 | 102.5119 | 29.5795 | 42.0055 | 17.1926 | 2.1149 | 115.9511 | 17.5637 | 0.79708 | 5.6467 | 50.126
1995-08-18 19:00 | 194.2068 | 105.4824 | 0.15039 | 39.0656 | 17.1926 | 2.0832 | 114.9887 | 17.6057 | 0.78025 | 5.5374 | 41.2509
1995-08-18 20:00 | 210.1176 | 108.7187 | 0 | 43.9044 | 17.1926 | 2.062 | 117.1224 | 17.6281 | 0.78025 | 5.5281 | 38.7244
1995-08-18 21:00 | 207.9248 | 109.5216 | 0 | 43.1635 | 17.1926 | 2.0498 | 120.821 | 17.6067 | 0.80117 | 5.6601 | 36.19
1995-08-18 22:00 | 180.3521 | 103.9481 | 0 | 47.6838 | 17.1926 | 2.0414 | 123.1257 | 17.5803 | 0.80117 | 5.6464 | 52.2999
1995-08-18 23:00 | 169.4676 | 96.5187 | 0 | 45.7352 | 17.1926 | 2.0117 | 123.8519 | 17.5362 | 0.80117 | 5.6639 | 42.1004
1995-08-19 | 151.0457 | 89.0494 | 0 | 74.6385 | 17.1926 | 1.388 | 103.4897 | 17.4664 | 0.80117 | 2.0598 | 50.6791
1995-08-19 01:00 | 139.6215 | 82.6346 | 0 | 61.8592 | 17.1926 | 1.4199 | 95.9179 | 17.45 | 0.80117 | 2.0532 | 72.9632
1995-08-19 02:00 | 133.4632 | 76.3387 | 0 | 70.3146 | 17.1926 | 1.4304 | 93.5673 | 17.3931 | 0.80117 | 2.053 | 72.5535
1995-08-19 03:00 | 129.4101 | 73.6249 | 0.011161 | 64.7997 | 17.1926 | 1.4301 | 95.6705 | 17.3015 | 0.80117 | 2.0596 | 72.3796
1995-08-19 04:00 | 122.3902 | 72.78 | 0.84661 | 55.8266 | 17.1926 | 1.4296 | 93.2038 | 17.2914 | 0.80117 | 2.0554 | 65.3038
1995-08-19 05:00 | 115.9104 | 71.1593 | 34.5734 | 43.7592 | 17.1926 | 1.4291 | 93.9534 | 17.3416 | 0.80117 | 2.0546 | 69.0373
1995-08-19 06:00 | 101.4688 | 70.7125 | 157.4178 | 34.0045 | 17.1926 | 1.4288 | 55.1977 | 17.4262 | 0.818 | 2.0575 | 32.2504
1995-08-19 07:00 | 84.0503 | 68.6451 | 368.6346 | 30.8904 | 17.1926 | 1.4286 | 34.6233 | 17.5569 | 0.70019 | 2.0478 | 18.504
1995-08-19 08:00 | 68.0843 | 65.4916 | 584.5499 | 23.2194 | 17.1926 | 1.4287 | 17.2563 | 17.6019 | 0.39009 | 0.018657 | 0
1995-08-19 09:00 | 66.2964 | 62.5406 | 732.581 | 22.7544 | 17.1926 | 1.4289 | 16.8645 | 17.5864 | 0.39009 | 0.015124 | 0.012
1995-08-19 10:00 | 67.4978 | 55.4696 | 820.0379 | 22.5141 | 17.1926 | 1.4212 | 17.011 | 17.3978 | 0.39009 | 0.018785 | 0.23308
1995-08-19 11:00 | 67.9352 | 54.0782 | 847.7868 | 18.1338 | 15.0544 | 1.4216 | 16.584 | 17.4466 | 0.36917 | 0.0052582 | 0
1995-08-19 12:00 | 68.1771 | 55.6835 | 825.166 | 20.3329 | 17.1926 | 1.4219 | 16.4328 | 17.3772 | 0.36917 | 0.01399 | 0.12201
1995-08-19 13:00 | 73.8063 | 57.3122 | 750.5387 | 21.7455 | 17.1926 | 1.422 | 16.4514 | 17.5428 | 0.36917 | 0.016558 | 0
1995-08-19 14:00 | 82.7511 | 61.8673 | 667.8854 | 27.1918 | 17.1926 | 1.4223 | 18.5584 | 17.4745 | 0.35789 | 0.0053872 | 0.52853
1995-08-19 15:00 | 88.9662 | 66.8403 | 515.9006 | 26.3216 | 17.1926 | 1.4258 | 20.931 | 17.5637 | 0.4757 | 0.011036 | 8.0355
1995-08-19 16:00 | 105.2628 | 71.4157 | 336.1426 | 33.3627 | 17.1926 | 1.4301 | 83.6992 | 17.5149 | 0.79236 | 0.25101 | 18.6379
1995-08-19 17:00 | 109.4294 | 77.3802 | 156.7323 | 39.0431 | 17.1926 | 1.4301 | 91.6168 | 17.624 | 0.79236 | 0.24551 | 51.2916
1995-08-19 18:00 | 135.6218 | 85.5046 | 29.0338 | 48.5105 | 17.1926 | 1.43 | 92.2126 | 17.6594 | 0.79236 | 2.057 | 75.364
1995-08-19 19:00 | 159.1772 | 95.2567 | 0.21204 | 45.8582 | 17.1926 | 1.4301 | 94.4525 | 17.6674 | 0.82602 | 2.0618 | 58.0402
1995-08-19 20:00 | 171.8175 | 104.2929 | 0 | 52.556 | 17.1926 | 1.4188 | 96.5473 | 17.697 | 0.82602 | 2.109 | 26.177
1995-08-19 21:00 | 166.2631 | 106.4441 | 0 | 62.6754 | 17.1926 | 1.4145 | 100.5792 | 17.6852 | 0.7872 | 2.1094 | 8.4621
1995-08-19 22:00 | 154.7031 | 101.059 | 0 | 61.6266 | 17.1926 | 1.7599 | 102.2473 | 17.6432 | 0.7872 | 2.1031 | 13.2629
1995-08-19 23:00 | 138.7599 | 97.5366 | 0 | 62.7875 | 17.1926 | 2.0097 | 106.8798 | 17.5443 | 0.76505 | 2.107 | 4.576
1995-08-20 | 135.8345 | 91.3341 | 0 | 81.1963 | 17.1926 | 2.0047 | 130.4438 | 17.4624 | 0.76505 | 2.1051 | 33.3062
1995-08-20 01:00 | 126.8359 | 86.2573 | 0 | 83.1683 | 17.1926 | 2.0014 | 131.2805 | 17.4082 | 0.7429 | 2.0993 | 20.3669
1995-08-20 02:00 | 119.7077 | 83.2117 | 0 | 81.4309 | 17.1926 | 1.9982 | 108.0301 | 17.3725 | 0.7429 | 2.0991 | 47.285
1995-08-20 03:00 | 114.9426 | 83.4462 | 0.009842 | 80.1728 | 17.1926 | 1.9961 | 120.1341 | 17.3622 | 0.7429 | 2.0584 | 32.3418
1995-08-20 04:00 | 111.3679 | 90.6836 | 0.71263 | 65.6587 | 17.1926 | 1.9967 | 102.1196 | 17.3699 | 0.72075 | 2.0547 | 83.3505
1995-08-20 05:00 | 106.9069 | 99.5834 | 32.7322 | 60.5608 | 17.1926 | 2.0061 | 122.0526 | 17.4051 | 0.72075 | 2.054 | 64.039
1995-08-20 06:00 | 100.3335 | 103.3921 | 147.7027 | 55.5148 | 17.1926 | 2.0254 | 94.1226 | 17.5159 | 0.63935 | 2.0566 | 59.4174
1995-08-20 07:00 | 92.0074 | 101.9304 | 343.9488 | 48.5063 | 17.1926 | 1.3797 | 87.8924 | 17.583 | 0.63935 | 2.0621 | 13.5942
1995-08-20 08:00 | 82.7558 | 99.9402 | 543.0593 | 42.6172 | 17.1926 | 2.0768 | 62.6092 | 17.5954 | 0.63935 | 0.25433 | 1.5849
1995-08-20 09:00 | 84.4137 | 100.5347 | 697.3122 | 44.4467 | 17.1926 | 1.3799 | 71.0927 | 17.5624 | 0.63935 | 0.25092 | 0.32031
1995-08-20 10:00 | 87.3455 | 91.2402 | 784.1123 | 42.7067 | 17.1926 | 2.0771 | 61.4437 | 17.5385 | 0.63935 | 0.25413 | 0
1995-08-20 11:00 | 95.3386 | 95.5766 | 822.4187 | 40.28 | 17.1926 | 2.0775 | 55.2404 | 17.5874 | 0.66026 | 0.24227 | 0
1995-08-20 12:00 | 96.4604 | 98.0164 | 824.6913 | 52.2929 | 17.1926 | 1.3809 | 60.3915 | 17.5732 | 0.66026 | 0.24993 | 1.2219
1995-08-20 13:00 | 116.0135 | 103.8103 | 747.2498 | 34.4526 | 17.1926 | 1.478 | 50.1958 | 17.5707 | 0.66026 | 0.25218 | 0.066759
1995-08-20 14:00 | 123.3375 | 110.6053 | 640.4232 | 42.6936 | 17.1926 | 1.3811 | 57.742 | 17.5627 | 0.68837 | 0.24238 | 3.6804
1995-08-20 15:00 | 129.5027 | 121.9896 | 503.243 | 38.4017 | 17.1926 | 2.0785 | 54.2253 | 17.5561 | 0.66622 | 0.24734 | 8.144
1995-08-20 16:00 | 152.8326 | 128.533 | 320.2235 | 45.4843 | 17.1926 | 2.0783 | 61.5153 | 17.5718 | 0.70397 | 0.24983 | 32.3826
1995-08-20 17:00 | 168.1564 | 130.9231 | 144.0818 | 59.4112 | 17.1926 | 2.0872 | 76.7354 | 17.6069 | 0.70397 | 0.24532 | 72.9636
1995-08-20 18:00 | 178.602 | 129.9882 | 26.0809 | 65.2568 | 17.1926 | 1.39 | 101.6367 | 17.6278 | 0.70397 | 2.1027 | 83.0138
1995-08-20 19:00 | 189.8873 | 129.879 | 0.18302 | 72.5932 | 17.1926 | 2.0508 | 114.4176 | 17.6223 | 0.68182 | 2.1069 | 61.0847
1995-08-20 20:00 | 196.6382 | 128.6953 | 0 | 80.6926 | 17.1926 | 2.0396 | 108.1051 | 17.6251 | 0.6609 | 2.1074 | 43.2446
1995-08-20 21:00 | 190.3503 | 126.0879 | 0 | 75.1733 | 17.1926 | 1.3806 | 97.8683 | 17.5956 | 0.67163 | 2.1078 | 50.6169
1995-08-20 22:00 | 170.3524 | 111.7766 | 0 | 90.8481 | 17.1926 | 2.0236 | 110.6718 | 17.5581 | 0.62998 | 2.1023 | 41.0855
1995-08-20 23:00 | 164.7118 | 107.6179 | 0 | 74.3735 | 17.1926 | 1.3816 | 97.0429 | 17.5237 | 0.65213 | 2.0974 | 67.1757
1995-08-21 | 159.0568 | 105.4327 | 0 | 82.8496 | 17.1926 | 2.0172 | 117.9407 | 17.3853 | 0.65213 | 13.7251 | 5.9084
1995-08-21 01:00 | 159.4432 | 103.3535 | 0 | 80.5777 | 17.1926 | 2.013 | 106.9217 | 17.2277 | 0.65213 | 13.7245 | 13.8605
1995-08-21 02:00 | 157.7492 | 101.9435 | 0 | 72.737 | 17.1926 | 2.0463 | 114.5111 | 17.209 | 0.64085 | 13.7245 | 2.6635
1995-08-21 03:00 | 161.1112 | 103.2848 | 0.0072624 | 72.4041 | 17.1926 | 2.0429 | 107.5689 | 17.2044 | 0.64085 | 13.753 | 13.4948
1995-08-21 04:00 | 161.1912 | 103.5376 | 0.6891 | 64.6346 | 16.7481 | 2.0401 | 115.2107 | 17.2076 | 0.663 | 13.7663 | 31.7467
1995-08-21 05:00 | 157.0978 | 101.0103 | 30.7609 | 64.0122 | 16.7481 | 2.0461 | 111.4561 | 17.2521 | 0.663 | 13.7663 | 32.776
1995-08-21 06:00 | 144.4995 | 95.4363 | 141.8752 | 68.3198 | 16.7481 | 2.0599 | 102.5753 | 17.3606 | 0.67983 | 13.7249 | 12.4798
1995-08-21 07:00 | 123.2164 | 86.7706 | 330.5006 | 55.66 | 16.7481 | 2.0838 | 102.2495 | 17.4452 | 0.71883 | 13.669 | 5.726
1995-08-21 08:00 | 104.1136 | 81.0795 | 535.9775 | 53.8313 | 16.7481 | 2.1025 | 104.5547 | 17.3901 | 0.71883 | 13.669 | 0.76363
1995-08-21 09:00 | 96.2708 | 75.051 | 696.3416 | 63.5905 | 16.7481 | 2.1141 | 98.809 | 17.3493 | 0.69668 | 12.8676 | 0
1995-08-21 10:00 | 97.3307 | 62.0167 | 788.1588 | 57.9399 | 16.7481 | 2.1153 | 91.4998 | 17.2906 | 0.67985 | 12.8679 | 2.8426
1995-08-21 11:00 | 87.3069 | 59.4731 | 840.7181 | 59.8812 | 16.7481 | 2.1152 | 93.0054 | 17.3105 | 0.67985 | 12.8667 | 0
1995-08-21 12:00 | 91.6389 | 59.8569 | 816.5187 | 58.5727 | 16.7481 | 2.1154 | 99.1509 | 17.3428 | 0.67985 | 12.8675 | 0
1995-08-21 13:00 | 100.7553 | 57.7566 | 749.1657 | 60.9614 | 16.7481 | 2.1158 | 89.127 | 17.281 | 0.66302 | 12.8677 | 0.50254
1995-08-21 14:00 | 123.9971 | 56.2039 | 641.7691 | 61.5256 | 16.7481 | 2.116 | 87.8165 | 17.2697 | 0.66302 | 12.8667 | 1.102
1995-08-21 15:00 | 137.1087 | 56.3318 | 498.3619 | 64.4138 | 18.3481 | 2.1249 | 84.5906 | 17.2994 | 0.68517 | 12.9615 | 4.7593
1995-08-21 16:00 | 148.7455 | 57.5552 | 324.2421 | 62.7175 | 18.3481 | 2.1222 | 99.6751 | 17.3289 | 0.68517 | 13.7667 | 20.9812
1995-08-21 17:00 | 164.9938 | 60.7195 | 142.6927 | 72.7065 | 18.3481 | 2.1111 | 100.0676 | 17.3452 | 0.66834 | 13.7662 | 45.657
1995-08-21 18:00 | 183.8083 | 64.8725 | 24.4115 | 76.6913 | 18.3481 | 2.0983 | 100.3933 | 17.3996 | 0.66834 | 13.7249 | 76.0904
1995-08-21 19:00 | 207.3858 | 69.2543 | 0.10074 | 84.8124 | 18.3481 | 2.0842 | 111.0586 | 17.4209 | 0.69049 | 13.7669 | 79.6497
1995-08-21 20:00 | 222.7078 | 70.0758 | 0 | 74.1746 | 18.3481 | 2.0651 | 118.7047 | 17.4179 | 0.69458 | 13.767 | 33.8846
1995-08-21 21:00 | 224.9056 | 64.6114 | 0 | 76.8414 | 18.3481 | 2.0536 | 119.412 | 17.4108 | 0.70583 | 13.767 | 24.2765
1995-08-21 22:00 | 202.18 | 55.1913 | 0 | 90.0687 | 16.9976 | 2.0477 | 118.1358 | 17.3608 | 0.70583 | 13.7249 | 20.6905
1995-08-21 23:00 | 199.7241 | 47.6508 | 0 | 74.7824 | 16.7481 | 2.0366 | 109.2537 | 17.3429 | 0.70583 | 13.7658 | 39.4646
1995-08-22 | 201.8799 | 43.9929 | 0 | 92.0611 | 16.7481 | 1.9564 | 121.1759 | 17.2733 | 0.70583 | 13.7658 | 16.5138
1995-08-22 01:00 | 204.7299 | 38.8393 | 0 | 83.9931 | 16.7481 | 1.9519 | 120.9626 | 17.2388 | 0.72798 | 13.7658 | 10.5944
1995-08-22 02:00 | 204.0402 | 35.3293 | 0 | 69.1339 | 16.7481 | 1.9485 | 121.4287 | 17.213 | 0.73926 | 13.7658 | 14.4926
1995-08-22 03:00 | 196.7732 | 33.5429 | 0 | 62.058 | 16.7481 | 1.9466 | 125.7099 | 17.226 | 0.73926 | 13.7658 | 21.8021
1995-08-22 04:00 | 192.3471 | 31.411 | 0.70547 | 64.3362 | 16.7481 | 1.9466 | 114.348 | 17.23 | 0.73926 | 13.7302 | 37.4579
1995-08-22 05:00 | 182.6537 | 29.392 | 30.1448 | 64.4753 | 16.7481 | 1.9543 | 93.0452 | 17.2724 | 0.73926 | 13.7658 | 46.1029
1995-08-22 06:00 | 161.4157 | 28.3853 | 150.0763 | 60.5652 | 16.7481 | 1.9646 | 103.3818 | 17.3094 | 0.78434 | 12.0892 | 21.8009
1995-08-22 07:00 | 132.2596 | 27.1462 | 355.3903 | 48.6917 | 16.7481 | 1.9803 | 94.2162 | 17.3468 | 0.77309 | 11.3747 | 2.5609
1995-08-22 08:00 | 106.0048 | 25.3164 | 574.1247 | 41.901 | 16.7481 | 2.035 | 61.961 | 17.2672 | 0.77309 | 4.3923 | 0.0016563
1995-08-22 09:00 | 103.8255 | 24.1471 | 738.4946 | 40.2013 | 16.7481 | 2.053 | 60.746 | 17.2673 | 0.79524 | 4.3923 | 0
1995-08-22 10:00 | 97.2497 | 22.1914 | 829.0157 | 27.0666 | 16.7481 | 2.0663 | 59.3348 | 17.2726 | 0.81207 | 4.3923 | 0
1995-08-22 11:00 | 99.4351 | 22.0399 | 845.6662 | 26.4228 | 16.7481 | 2.0691 | 59.5558 | 17.2631 | 0.81207 | 4.3923 | 0
1995-08-22 12:00 | 102.9355 | 22.4052 | 819.0397 | 33.8673 | 16.7481 | 2.0694 | 58.7387 | 17.2714 | 0.78992 | 4.3923 | 0
1995-08-22 13:00 | 111.0339 | 22.5971 | 729.4533 | 34.7796 | 16.7481 | 2.0695 | 58.1141 | 17.2068 | 0.80675 | 4.3923 | 0
1995-08-22 14:00 | 121.7158 | 22.9504 | 639.027 | 39.5566 | 16.7481 | 2.0718 | 59.9542 | 17.2178 | 0.80675 | 4.3923 | 0
1995-08-22 15:00 | 115.5523 | 24.0293 | 496.6613 | 44.3034 | 16.7481 | 2.0718 | 74.808 | 17.2587 | 0.80675 | 5.3201 | 0.58721
1995-08-22 16:00 | 126.8828 | 25.4086 | 312.6213 | 55.8925 | 16.7481 | 2.0717 | 97.4299 | 17.3087 | 0.80675 | 9.6232 | 17.3625
1995-08-22 17:00 | 133.1688 | 27.7134 | 133.6416 | 61.509 | 16.7481 | 2.0666 | 102.6889 | 17.336 | 0.82358 | 11.9162 | 51.1572
1995-08-22 18:00 | 151.9739 | 29.956 | 22.7044 | 68.3958 | 16.7481 | 2.0545 | 121.0399 | 17.3374 | 0.82358 | 13.7242 | 90.5503
1995-08-22 19:00 | 175.1246 | 32.2826 | 0.031947 | 70.2123 | 16.7481 | 2.0326 | 126.6935 | 17.3462 | 0.80143 | 13.7242 | 68.1116
1995-08-22 20:00 | 193.4899 | 34.6881 | 0 | 73.8732 | 16.7481 | 2.0172 | 129.2941 | 17.3644 | 0.79611 | 13.7242 | 62.0678
1995-08-22 21:00 | 199.0899 | 36.18 | 0 | 69.5457 | 16.7481 | 2.0051 | 135.5617 | 17.3206 | 0.81294 | 13.7242 | 53.6885
1995-08-22 22:00 | 201.2142 | 36.0182 | 0 | 63.7811 | 16.7481 | 1.9929 | 144.908 | 17.2956 | 0.83509 | 13.7242 | 43.4599
1995-08-22 23:00 | 194.5811 | 34.7414 | 0 | 67.5776 | 16.7481 | 1.9876 | 134.2533 | 17.2625 | 0.83509 | 13.7249 | 47.1872
1995-08-23 | 186.5609 | 33.6727 | 0 | 84.1886 | 16.7481 | 1.9925 | 96.7926 | 17.1686 | 0.79609 | 9.0383 | 59.9823
1995-08-23 01:00 | 175.4919 | 36.0746 | 0 | 76.1388 | 16.7481 | 1.9907 | 96.6015 | 17.1274 | 0.79609 | 9.038 | 75.3355
1995-08-23 02:00 | 166.017 | 34.2074 | 0 | 86.2592 | 16.7481 | 1.9802 | 96.5872 | 17.0178 | 0.79609 | 9.0379 | 43.8782
1995-08-23 03:00 | 152.8487 | 31.6278 | 0.0050151 | 77.5037 | 16.7481 | 1.9797 | 95.5031 | 17.0684 | 0.79609 | 9.0383 | 49.9015
1995-08-23 04:00 | 141.462 | 27.4044 | 0.61515 | 67.597 | 16.7481 | 1.9812 | 92.8463 | 17.0799 | 0.83509 | 4.5311 | 60.2824
1995-08-23 05:00 | 130.1124 | 25.3993 | 29.4786 | 63.1191 | 17.4712 | 1.3772 | 92.2273 | 17.1464 | 0.83509 | 2.0965 | 50.598
1995-08-23 06:00 | 112.0497 | 26.4013 | 155.2858 | 52.9597 | 18.3481 | 1.3769 | 78.8068 | 17.1833 | 0.83509 | 2.0502 | 18.6411
1995-08-23 07:00 | 90.1832 | 26.4558 | 364.2859 | 54.6796 | 18.3481 | 1.3722 | 62.3759 | 17.2523 | 0.84634 | 2.0505 | 6.3166
1995-08-23 08:00 | 74.2984 | 26.9438 | 568.4774 | 48.7122 | 18.3481 | 1.3723 | 31.8669 | 17.1986 | 0.80734 | 0.22659 | 0.022889
1995-08-23 09:00 | 74.619 | 28.4658 | 729.1165 | 44.7269 | 18.3481 | 1.3725 | 32.1911 | 17.2749 | 0.80734 | 0.22639 | 0.38003
1995-08-23 10:00 | 78.1499 | 26.8232 | 816.2937 | 40.7977 | 14.688 | 1.3729 | 28.7712 | 17.2886 | 0.80734 | 0.2266 | 0.23339
1995-08-23 11:00 | 75.4793 | 30.6425 | 843.9787 | 31.8488 | 16.5182 | 1.3747 | 27.939 | 17.2708 | 0.80734 | 0.22582 | 0
1995-08-23 12:00 | 79.2452 | 34.3721 | 817.7834 | 35.9876 | 12.6175 | 1.3751 | 27.5617 | 17.2899 | 0.82949 | 0.22632 | 0
1995-08-23 13:00 | 89.1274 | 35.855 | 737.5823 | 43.2253 | 15.4629 | 1.3779 | 29.5412 | 17.2788 | 0.82949 | 0.22647 | 0
1995-08-23 14:00 | 106.1171 | 40.1071 | 624.7533 | 47.143 | 18.3481 | 1.3781 | 31.0338 | 17.2802 | 0.82949 | 0.22583 | 0
1995-08-23 15:00 | 110.1918 | 43.8634 | 466.7481 | 49.4371 | 18.3481 | 1.3766 | 41.1515 | 17.3193 | 1.6285 | 0.2418 | 0.78063
1995-08-23 16:00 | 116.7903 | 49.3453 | 280.5437 | 53.8888 | 18.3481 | 2.0883 | 73.8899 | 17.3721 | 1.6675 | 0.24228 | 17.3438
1995-08-23 17:00 | 123.705 | 59.3464 | 118.3012 | 63.288 | 18.3481 | 2.0766 | 78.3852 | 17.3973 | 1.6675 | 2.05 | 62.3664
1995-08-23 18:00 | 131.4085 | 68.5228 | 21.8086 | 76.9087 | 18.3481 | 2.0738 | 91.4493 | 17.4642 | 1.6675 | 2.0967 | 83.4246
1995-08-23 19:00 | 143.2369 | 73.6161 | 0.038737 | 74.0211 | 18.3481 | 2.0602 | 92.3296 | 17.4935 | 1.6896 | 5.3527 | 65.9389
1995-08-23 20:00 | 150.8463 | 70.9998 | 0 | 81.7772 | 18.3481 | 2.0431 | 99.0496 | 17.5051 | 1.7118 | 5.4725 | 61.5136
1995-08-23 21:00 | 156.6004 | 67.1151 | 0 | 87.7882 | 18.3481 | 1.3657 | 94.429 | 17.4549 | 1.7118 | 5.4725 | 40.3145
1995-08-23 22:00 | 167.4259 | 69.5261 | 0 | 86.9936 | 18.3481 | 1.3672 | 97.1808 | 17.3914 | 1.7118 | 3.4568 | 27.7164
1995-08-23 23:00 | 166.4014 | 76.9964 | 0 | 64.1189 | 18.3481 | 1.3673 | 99.9079 | 17.3998 | 1.6728 | 2.1053 | 52.3935
1995-08-24 | 169.0918 | 88.051 | 0 | 83.4886 | 18.3481 | 1.3672 | 79.0926 | 17.2686 | 1.6728 | 2.1037 | 29.7618
1995-08-24 01:00 | 168.8763 | 101.8008 | 0 | 75.3955 | 18.3481 | 1.3672 | 77.0024 | 17.2628 | 1.6728 | 2.0988 | 30.3151
1995-08-24 02:00 | 167.6339 | 109.5402 | 0 | 62.984 | 18.3481 | 1.3671 | 77.4706 | 17.2034 | 1.6728 | 2.0987 | 34.1489
1995-08-24 03:00 | 163.522 | 109.2989 | 0.0023695 | 68.3368 | 18.3481 | 1.3668 | 79.963 | 17.2195 | 1.6728 | 2.1035 | 24.8613
1995-08-24 04:00 | 158.3873 | 99.464 | 0.60211 | 58.2126 | 18.3481 | 1.3665 | 76.1497 | 17.2273 | 1.6519 | 2.1004 | 37.1337
1995-08-24 05:00 | 152.9888 | 97.5322 | 27.5854 | 60.4274 | 18.3481 | 1.3838 | 71.5437 | 17.2391 | 1.6519 | 2.0533 | 26.8689
1995-08-24 06:00 | 142.2614 | 97.7635 | 133.868 | 55.6356 | 18.3481 | 1.3836 | 43.9041 | 17.2939 | 0.66242 | 2.0555 | 15.1917
1995-08-24 07:00 | 124.8843 | 98.2108 | 306.1663 | 41.7383 | 18.3481 | 1.3907 | 27.1065 | 17.4136 | 0.46291 | 0.25211 | 1.0957
1995-08-24 08:00 | 115.5291 | 93.7866 | 486.0894 | 30.1196 | 18.3481 | 1.3908 | 26.2267 | 17.4244 | 0.13066 | 0.23637 | 0.16194
1995-08-24 09:00 | 101.0272 | 83.771 | 635.8655 | 22.3659 | 15.5168 | 1.391 | 26.6963 | 17.4424 | 0.089659 | 0.0042866 | 0
1995-08-24 10:00 | 95.8452 | 77.4991 | 735.0377 | 22.8418 | 2.1739 | 1.3913 | 24.1122 | 17.3881 | 0.089659 | 0.0042866 | 0.0082267
1995-08-24 11:00 | 101.667 | 75.853 | 767.2859 | 20.2597 | 1.5391 | 1.3916 | 22.0099 | 17.4397 | 0.089659 | 0.0042866 | 0
1995-08-24 12:00 | 117.5475 | 78.9206 | 759.4343 | 19.5732 | 1.5391 | 1.3919 | 24.7089 | 17.4458 | 0.089659 | 0.0042866 | 0
1995-08-24 13:00 | 133.0339 | 83.3184 | 688.2999 | 15.0132 | 1.5391 | 1.3919 | 15.076 | 17.4049 | 0.089659 | 0.0042866 | 0
1995-08-24 14:00 | 145.4339 | 98.7429 | 608.5288 | 18.2906 | 1.5391 | 1.3921 | 15.1172 | 17.4501 | 0.089659 | 0.020247 | 0
1995-08-24 15:00 | 159.4563 | 116.1071 | 475.0452 | 20.6518 | 1.5391 | 1.3906 | 17.9995 | 17.481 | 0.089659 | 0.24173 | 0.78081
1995-08-24 16:00 | 193.2923 | 129.1649 | 303.4077 | 33.515 | 1.5391 | 1.4002 | 35.3245 | 17.5332 | 0.089659 | 0.24173 | 8.6059
1995-08-24 17:00 | 195.4381 | 141.114 | 137.405 | 34.2393 | 3.1355 | 1.4018 | 61.8567 | 17.5133 | 0.089659 | 0.24173 | 32.8501
1995-08-24 18:00 | 199.8362 | 159.8938 | 20.7196 | 48.0329 | 16.7481 | 1.4017 | 72.6146 | 17.5264 | 0.089659 | 0.24173 | 64.1585
1995-08-24 19:00 | 204.2026 | 182.8301 | 0.0074621 | 52.0152 | 16.7481 | 1.3944 | 67.3153 | 17.5379 | 0.089659 | 0.28826 | 65.6494
1995-08-24 20:00 | 208.2874 | 195.9772 | 0 | 56.5499 | 16.7481 | 1.396 | 62.8117 | 17.5623 | 0.089659 | 0.28826 | 49.3608
1995-08-24 21:00 | 207.6909 | 202.76 | 0 | 54.9892 | 16.7481 | 1.3715 | 61.915 | 17.534 | 0.072995 | 0.28826 | 44.8615
1995-08-24 22:00 | 202.2354 | 207.1862 | 0 | 69.7049 | 10.3766 | 1.3669 | 61.9632 | 17.4752 | 0.072995 | 0.28826 | 41.9749
1995-08-24 23:00 | 200.1859 | 215.4199 | 0 | 45.7751 | 16.7481 | 1.3669 | 62.1286 | 17.4461 | 0.072995 | 0.28826 | 28.6606
1995-08-25 | 204.57 | 216.9136 | 0 | 65.6283 | 16.7481 | 1.3668 | 43.1453 | 17.3481 | 0.072995 | 0.066777 | 26.2956
1995-08-25 01:00 | 209.8146 | 214.7047 | 0 | 63.6071 | 16.7481 | 1.3667 | 43.933 | 17.3071 | 0.072995 | 0.066466 | 10.7285
1995-08-25 02:00 | 211.9107 | 213.3764 | 0 | 48.0943 | 16.7481 | 1.3666 | 42.2291 | 17.2601 | 0.072995 | 0.066466 | 17.1302
1995-08-25 03:00 | 215.837 | 208.5739 | 0.0013282 | 31.1173 | 16.7481 | 1.3663 | 39.8283 | 17.298 | 0.072995 | 0.066777 | 20.8017
1995-08-25 04:00 | 221.3722 | 200.8238 | 0.57844 | 28.12 | 11.1562 | 1.3658 | 37.4347 | 17.305 | 0.072995 | 0.066777 | 14.1492
1995-08-25 05:00 | 223.321 | 197.242 | 25.3031 | 34.285 | 1.5391 | 1.3653 | 27.4396 | 17.3443 | 0.072995 | 0.019936 | 18.2638
1995-08-25 06:00 | 215.8936 | 206.0244 | 118.2993 | 21.9619 | 3.9976 | 1.3635 | 18.9121 | 17.028 | 0.072995 | 0.019936 | 3.9545
1995-08-25 07:00 | 219.1775 | 213.7129 | 278.1051 | 17.3743 | 1.5391 | 1.3494 | 13.6957 | 17.3082 | 0.072995 | 0.019936 | 0.92453
1995-08-25 08:00 | 161.3096 | 217.1504 | 422.54 | 17.7519 | 1.5391 | 1.3494 | 12.1008 | 17.1313 | 0.072995 | 0.0042866 | 0.46222
1995-08-25 09:00 | 132.9043 | 213.8636 | 547.3539 | 15.4698 | 1.5391 | 1.3484 | 10.1257 | 17.0997 | 0.11399 | 0.0042866 | 0
1995-08-25 10:00 | 137.1236 | 215.7955 | 614.7866 | 12.5807 | 1.5391 | 1.3487 | 9.4019 | 15.6817 | 0.11399 | 0.0042866 | 0
1995-08-25 11:00 | 136.0262 | 215.668 | 633.5463 | 10.0047 | 1.5391 | 1.3605 | 9.4224 | 16.0737 | 0.11399 | 0.0042866 | 0.27308
1995-08-25 12:00 | 149.2024 | 212.077 | 607.4923 | 13.2689 | 1.5391 | 1.3609 | 9.5107 | 15.6771 | 0.11399 | 0.0042866 | 0
1995-08-25 13:00 | 150.6249 | 221.5365 | 551.9279 | 14.8181 | 1.5391 | 1.361 | 9.3953 | 15.6395 | 0.11399 | 0.0042866 | 0
1995-08-25 14:00 | 161.9442 | 215.7525 | 462.2251 | 20.6317 | 1.5391 | 1.3613 | 9.6148 | 15.6712 | 0.11399 | 0.0042866 | 4.8552
1995-08-25 15:00 | 198.4768 | 216.8967 | 353.3493 | 16.6119 | 1.5391 | 1.3614 | 14.3258 | 17.2351 | 0.11399 | 0.0042866 | 7.7592
1995-08-25 16:00 | 229.5772 | 211.61 | 256.1021 | 26.2717 | 1.5391 | 1.3627 | 17.3437 | 17.2331 | 0.11399 | 0.0042866 | 24.4778
1995-08-25 17:00 | 297.1377 | 206.2525 | 117.1143 | 18.2433 | 1.5391 | 1.3857 | 20.3316 | 17.0984 | 0.11399 | 0.019936 | 34.9378
1995-08-25 18:00 | 330.9151 | 206.209 | 18.8683 | 19.8118 | 1.5391 | 1.3857 | 18.8166 | 17.5383 | 0.11399 | 0.019936 | 40.8108
1995-08-25 19:00 | 347.3294 | 212.1487 | 0.015608 | 28.2472 | 1.5391 | 1.3519 | 16.9689 | 17.5666 | 0.11399 | 0.019936 | 29.5219
1995-08-25 20:00 | 363.3475 | 209.7997 | 0 | 27.7082 | 1.5391 | 1.3522 | 19.876 | 17.6215 | 0.11399 | 0.066466 | 19.8503
1995-08-25 21:00 | 365.5986 | 212.6213 | 0 | 27.4456 | 1.5391 | 1.3509 | 19.8045 | 17.5964 | 0.13066 | 0.066466 | 43.838
1995-08-25 22:00 | 369.2011 | 212.9096 | 0 | 38.7064 | 1.5391 | 1.3511 | 15.0316 | 17.5339 | 0.13066 | 0.066466 | 33.6863
1995-08-25 23:00 | 360.4333 | 209.8835 | 0 | 18.1473 | 16.7481 | 1.3512 | 15.4667 | 17.4793 | 0.13066 | 0.066466 | 29.4332
1995-08-26 | 335.9303 | 207.8124 | 0 | 30.1661 | 1.5391 | 1.3379 | 22.1208 | 16.703 | 0.13066 | 0.019936 | 27.2125
1995-08-26 01:00 | 304.1815 | 211.326 | 0 | 22.0156 | 1.5391 | 1.3379 | 16.6101 | 16.6682 | 0.13066 | 0.019936 | 45.4244
1995-08-26 02:00 | 293.8113 | 215.9742 | 0 | 29.923 | 1.5391 | 1.3378 | 15.9765 | 16.3565 | 0.13066 | 0.019936 | 29.3864
1995-08-26 03:00 | 292.7485 | 214.4199 | 0 | 18.1799 | 1.5391 | 1.3375 | 12.7335 | 16.369 | 0.13066 | 0.019936 | 28.2759
1995-08-26 04:00 | 275.0949 | 210.2225 | 0.3589 | 21.9846 | 1.5391 | 1.3371 | 12.7424 | 16.3527 | 0.13066 | 0.019936 | 19.09
1995-08-26 05:00 | 254.628 | 203.2103 | 17.9883 | 19.9127 | 1.5391 | 1.3366 | 9.9705 | 16.2367 | 0.13066 | 0.0042866 | 22.1157
1995-08-26 06:00 | 245.4051 | 197.4998 | 98.6349 | 21.8235 | 1.5391 | 1.3363 | 5.8335 | 16.2954 | 0.13066 | 0 | 14.8426
1995-08-26 07:00 | 245.1155 | 201.839 | 252.8117 | 16.8176 | 0.65 | 1.3479 | 5.8106 | 16.6764 | 0 | 0 | 5.0235
1995-08-26 08:00 | 200.2017 | 183.4281 | 392.0957 | 14.6228 | 0.65 | 1.348 | 5.8034 | 16.4616 | 0 | 0 | 0
1995-08-26 09:00 | 177.5265 | 176.1387 | 517.3328 | 13.8791 | 0.65 | 1.3482 | 5.8168 | 16.5529 | 0 | 0 | 0.76684
1995-08-26 10:00 | 169.1121 | 162.2191 | 592.1791 | 9.3444 | 0.65 | 1.3486 | 5.9628 | 17.0917 | 0 | 0 | 0.84489
1995-08-26 11:00 | 161.4921 | 158.9687 | 608.5973 | 29.282 | 0.52673 | 1.3489 | 4.049 | 15.7667 | 0 | 0 | 0.12229
1995-08-26 12:00 | 189.1112 | 151.9522 | 612.0378 | 8.968 | 0.65 | 0 | 5.9332 | 11.3324 | 0 | 0 | 0
1995-08-26 13:00 | 197.1088 | 154.0012 | 565.853 | 15.1759 | 0.65 | 1.3491 | 3.9052 | 15.8832 | 0 | 0 | 0
1995-08-26 14:00 | 209.8987 | 155.1358 | 498.0719 | 11.4849 | 0.65 | 1.3492 | 8.9138 | 16.7403 | 0 | 0 | 1.4227
1995-08-26 15:00 | 219.4737 | 159.7583 | 394.2961 | 12.1412 | 1.5391 | 0 | 8.0981 | 10.7383 | 0.13066 | 0 | 2.9958
1995-08-26 16:00 | 226.0802 | 164.9455 | 257.6576 | 18.7873 | 1.5391 | 1.3617 | 15.0696 | 16.7831 | 0.13066 | 0.019936 | 17.2607
1995-08-26 17:00 | 263.6325 | 160.0609 | 109.193 | 18.8359 | 1.5391 | 1.3617 | 24.7233 | 17.0912 | 0.13066 | 0.019936 | 29.7645
1995-08-26 18:00 | 306.3538 | 160.8467 | 16.9177 | 19.3798 | 0.88907 | 1.3616 | 26.0033 | 17.1195 | 0.13066 | 0.019936 | 33.7154
1995-08-26 19:00 | 309.8202 | 162.889 | 0.0069034 | 19.2835 | 0.88907 | 1.363 | 22.5388 | 17.143 | 0.13066 | 0.019936 | 37.1824
1995-08-26 20:00 | 306.584 | 159.2521 | 0 | 27.1135 | 0.88907 | 1.3618 | 34.3656 | 17.3177 | 0.13066 | 0.019936 | 31.1909
1995-08-26 21:00 | 299.2302 | 155.1141 | 0 | 27.4034 | 4.3219 | 1.3618 | 36.6567 | 17.2866 | 0.13066 | 0.019936 | 28.268
1995-08-26 22:00 | 294.9491 | 157.9735 | 0 | 31.2299 | 7.7491 | 1.3619 | 43.5856 | 17.2697 | 0.13066 | 0.019936 | 5.8
1995-08-26 23:00 | 290.749 | 158.3964 | 0 | 30.2741 | 13.6615 | 1.3619 | 33.5362 | 17.2907 | 0.13066 | 0.019936 | 10.233
1995-08-27 | 302.0618 | 163.3636 | 0 | 42.4175 | 0.88907 | 1.3635 | 50.4177 | 17.2621 | 0.13066 | 0.1358 | 53.0621
1995-08-27 01:00 | 301.3718 | 155.4416 | 0 | 50.7617 | 0.88907 | 1.3639 | 45.1086 | 17.2528 | 0.13066 | 0.080811 | 34.8707
1995-08-27 02:00 | 299.1862 | 151.7056 | 0 | 44.8496 | 0.88907 | 1.3638 | 43.4617 | 17.2377 | 0.13066 | 0.024119 | 32.0377
1995-08-27 03:00 | 296.7399 | 144.9743 | 0 | 39.3095 | 0.88907 | 1.3634 | 40.6631 | 17.2231 | 0.13066 | 0.032496 | 29.8856
1995-08-27 04:00 | 290.4752 | 141.4967 | 0.41394 | 29.2261 | 0.88907 | 1.3626 | 41.2905 | 17.2262 | 0.13066 | 0.027108 | 67.5987
1995-08-27 05:00 | 277.8785 | 145.6103 | 19.2138 | 42.3864 | 0.88907 | 1.3605 | 35.9177 | 17.2553 | 0.13066 | 0.026066 | 57.43
1995-08-27 06:00 | 272.4646 | 146.5102 | 115.5029 | 33.9753 | 0.88907 | 1.3617 | 26.9921 | 17.373 | 0.13066 | 0.029828 | 49.2706
1995-08-27 07:00 | 271.4418 | 152.977 | 295.9105 | 27.9571 | 0.88907 | 1.972 | 23.1781 | 17.5855 | 0.13066 | 0.022166 | 24.4114
1995-08-27 08:00 | 245.3009 | 140.87 | 474.1395 | 19.1099 | 0.88907 | 1.9762 | 24.2074 | 17.5486 | 0.13066 | 0.022546 | 3.3439
1995-08-27 09:00 | 242.6797 | 140.9286 | 605.1206 | 14.3494 | 0.88907 | 2.0032 | 21.3047 | 17.5337 | 0.13066 | 0.018057 | 0.3737
1995-08-27 10:00 | 189.5355 | 146.1889 | 682.5446 | 14.8911 | 0.88907 | 1.9858 | 21.2519 | 17.475 | 0.13066 | 0.022708 | 0
1995-08-27 11:00 | 195.6325 | 144.5369 | 718.8891 | 15.3003 | 0.88907 | 1.9883 | 21.2111 | 17.4746 | 0.13066 | 0.0055212 | 0.02802
1995-08-27 12:00 | 243.2064 | 167.9791 | 690.0593 | 14.3742 | 0.88907 | 1.9904 | 21.2851 | 17.6582 | 0.11941 | 0.016616 | 0.05162
1995-08-27 13:00 | 227.781 | 175.618 | 599.3786 | 18.6042 | 0.88907 | 1.9939 | 21.7291 | 17.4553 | 0.11941 | 0.061463 | 0.80755
1995-08-27 14:00 | 235.4195 | 187.5059 | 555.066 | 28.0561 | 0.88907 | 1.9964 | 21.7083 | 17.5551 | 0.11941 | 0.047269 | 6.2251
1995-08-27 15:00 | 237.1493 | 192.5382 | 376.2668 | 10.8727 | 0.88907 | 1.9956 | 20.943 | 17.4831 | 0.11941 | 0.054447 | 19.8896
1995-08-27 16:00 | 242.449 | 194.8688 | 255.7873 | 25.2526 | 0.88907 | 1.993 | 30.1502 | 17.5021 | 0.11941 | 0.25366 | 38.2555
1995-08-27 17:00 | 258.7667 | 194.6561 | 99.5059 | 30.7445 | 0.88907 | 1.9917 | 39.4667 | 17.4275 | 0.11941 | 0.24667 | 59.0894
1995-08-27 18:00 | 273.9658 | 191.6493 | 15.5713 | 35.9511 | 0.88907 | 1.9835 | 43.3886 | 17.4722 | 0.11941 | 0.25083 | 82.5492
1995-08-27 19:00 | 253.8499 | 194.0865 | 0.0027713 | 35.6249 | 0.88907 | 1.9683 | 44.2238 | 17.5004 | 0.11941 | 0.30338 | 90.124
1995-08-27 20:00 | 279.5554 | 193.6823 | 0 | 42.3601 | 0.88907 | 1.954 | 42.6072 | 17.5145 | 0.078407 | 0.2714 | 65.6782
1995-08-27 21:00 | 266.6351 | 193.6642 | 0 | 32.6108 | 0.88907 | 1.9522 | 43.5733 | 17.4763 | 0.078407 | 0.2582 | 60.6031
1995-08-27 22:00 | 292.6858 | 191.9879 | 0 | 43.9818 | 0.88907 | 1.9527 | 41.5443 | 17.2029 | 0.078407 | 0.29671 | 41.9299
1995-08-27 23:00 | 293.3843 | 188.1898 | 0 | 26.181 | 0.88907 | 1.9534 | 41.2561 | 17.4074 | 0.078407 | 0.24147 | 37.6008
1995-08-28 | 315.2586 | 187.0053 | 0 | 51.9475 | 0.88907 | 1.3522 | 38.1117 | 17.3319 | 0.078407 | 0.019936 | 35.0445
1995-08-28 01:00 | 319.6136 | 186.7607 | 0 | 50.1362 | 0.88907 | 1.3523 | 33.5733 | 17.3911 | 0.078407 | 0.019936 | 19.5461
1995-08-28 02:00 | 317.3104 | 187.4759 | 0 | 39.0608 | 0.88907 | 1.3517 | 31.3276 | 17.2927 | 0.078407 | 0.019936 | 15.5129
1995-08-28 03:00 | 318.583 | 189.4585 | 0 | 49.4119 | 0.88907 | 1.3259 | 28.5092 | 17.0488 | 0.078407 | 0.019936 | 27.3046
1995-08-28 04:00 | 316.9526 | 185.2595 | 0.53677 | 36.7306 | 1.3336 | 1.3255 | 25.3832 | 17.2285 | 0.078407 | 0.019936 | 18.9447
1995-08-28 05:00 | 313.6312 | 185.6493 | 19.4455 | 34.8684 | 1.3336 | 1.3246 | 24.8101 | 17.3295 | 0.078407 | 0.0042866 | 23.7158
1995-08-28 06:00 | 315.5214 | 183.9129 | 104.0847 | 34.0661 | 1.3336 | 1.3262 | 21.508 | 17.1521 | 0.078407 | 0.0042866 | 16.798
1995-08-28 07:00 | 314.5136 | 184.2589 | 261.2226 | 47.202 | 1.3336 | 1.3264 | 13.9968 | 17.4035 | 0.078407 | 0 | 17.6435
1995-08-28 08:00 | 296.8438 | 183.365 | 418.6059 | 25.7989 | 1.3336 | 1.4013 | 17.0119 | 17.3843 | 0.078407 | 0 | 35.194
1995-08-28 09:00 | 268.4261 | 176.5133 | 567.7895 | 41.7868 | 1.3336 | 1.4015 | 10.9308 | 17.3388 | 0.078407 | 0 | 2.78
1995-08-28 10:00 | 211.9593 | 171.0853 | 650.6254 | 32.1966 | 2.4153 | 1.4133 | 10.9176 | 17.3578 | 0.078407 | 0 | 5.351
1995-08-28 11:00 | 221.6512 | 169.0911 | 656.1664 | 27.6858 | 2.9336 | 1.4248 | 14.1107 | 17.2819 | 0.39276 | 0 | 0.80561
1995-08-28 12:00 | 252.1939 | 166.254 | 671.1197 | 39.2926 | 2.9336 | 1.4252 | 14.0378 | 17.293 | 0.55041 | 0 | 10.7191
1995-08-28 13:00 | 230.6501 | 152.5083 | 619.256 | 40.9956 | 2.9336 | 1.4257 | 10.6865 | 17.0419 | 0.74041 | 0 | 4.9963
1995-08-28 14:00 | 239.8655 | 176.3559 | 536.9191 | 31.2368 | 2.9336 | 1.4293 | 14.0488 | 17.2892 | 0.74041 | 0 | 1.7286
1995-08-28 15:00 | 273.6472 | 185.9993 | 435.7853 | 32.1833 | 2.9336 | 1.4281 | 14.4552 | 17.0877 | 0.58307 | 1.1082 | 6.5386
1995-08-28 16:00 | 290.0383 | 195.3513 | 257.5893 | 33.7263 | 2.9336 | 1.4349 | 15.5577 | 17.4055 | 0.58307 | 0 | 25.9357
1995-08-28 17:00 | 294.251 | 204.4185 | 113.9056 | 38.9158 | 2.9336 | 1.4555 | 15.5286 | 17.2145 | 0.58307 | 0 | 66.9396
1995-08-28 18:00 | 330.9457 | 205.2359 | 12.389 | 34.9848 | 2.9336 | 1.4545 | 16.2107 | 17.3638 | 0.58307 | 0.12606 | 78.4375
1995-08-28 19:00 | 352.3011 | 204.849 | 0.0025035 | 35.9665 | 2.9336 | 1.4485 | 18.4893 | 17.3527 | 0.58307 | 0.0042866 | 63.7656
1995-08-28 20:00 | 351.2237 | 202.9952 | 0 | 33.7898 | 2.9336 | 1.4407 | 20.3329 | 17.1429 | 0.62407 | 0.0042866 | 35.6688
1995-08-28 21:00 | 348.9684 | 194.5865 | 0 | 40.5688 | 2.9336 | 1.4532 | 14.6378 | 17.145 | 0.62407 | 3.2223 | 36.5968
1995-08-28 22:00 | 351.7101 | 200.7199 | 0 | 38.8433 | 2.9336 | 1.4537 | 16.7869 | 17.3855 | 0.62407 | 0.0042866 | 21.5079
1995-08-28 23:00 | 348.1174 | 198.6358 | 0 | 38.6702 | 2.9336 | 1.4537 | 16.4732 | 17.378 | 0.62407 | 0.0042866 | 18.8247
1995-08-29 | 337.1918 | 197.1323 | 0 | 41.7899 | 16.809 | 1.4522 | 18.8513 | 17.2161 | 0.54567 | 3.5906 | 18.4853
1995-08-29 01:00 | 340.1427 | 194.7234 | 0 | 36.0472 | 16.809 | 1.4522 | 12.4836 | 17.1644 | 0.54567 | 3.2748 | 22.8345
1995-08-29 02:00 | 344.1394 | 195.7267 | 0 | 30.6166 | 16.809 | 1.452 | 11.7657 | 17.2288 | 0.50467 | 2.5433 | 14.4687
1995-08-29 03:00 | 337.8528 | 201.4074 | 0 | 31.0982 | 6.7724 | 1.4472 | 11.5179 | 16.9071 | 0.50467 | 3.854 | 12.3045
1995-08-29 04:00 | 350.9229 | 203.0338 | 0.40755 | 23.2635 | 1.6 | 1.4482 | 12.3644 | 17.1289 | 0.64167 | 1.9577 | 15.8608
1995-08-29 05:00 | 339.2192 | 201.3341 | 14.6306 | 26.7532 | 1.6 | 1.4609 | 10.0965 | 17.0083 | 0.64167 | 3.3412 | 13.9935
1995-08-29 06:00 | 325.4993 | 205.0263 | 94.6206 | 27.1718 | 1.6 | 1.4636 | 6.7506 | 17.2459 | 0.48433 | 0 | 4.5249
1995-08-29 07:00 | 300.0252 | 198.8292 | 247.0521 | 24.9204 | 1.6 | 1.4622 | 6.1054 | 16.979 | 0.48433 | 0 | 17.9958
1995-08-29 08:00 | 284.5251 | 199.0696 | 406.9697 | 27.4241 | 1.6 | 1.4622 | 6.176 | 17.0013 | 0.48433 | 0 | 4.3319
1995-08-29 09:00 | 281.0167 | 191.685 | 483.9363 | 17.4995 | 1.6 | 1.4637 | 6.312 | 17.3048 | 0.48433 | 0 | 0.68211
1995-08-29 10:00 | 248.701 | 180.0975 | 573.3439 | 21.57 | 1.6 | 1.464 | 6.0046 | 16.8119 | 0.48433 | 0 | 0
1995-08-29 11:00 | 261.1631 | 179.4864 | 585.1023 | 21.7159 | 1.6 | 1.4532 | 6.0995 | 17.0839 | 0.48433 | 0 | 0
1995-08-29 12:00 | 256.2568 | 175.8578 | 595.1565 | 19.9117 | 1.6 | 1.4535 | 5.9928 | 16.8278 | 0.48433 | 0 | 0.028356
1995-08-29 13:00 | 263.3171 | 165.753 | 571.0174 | 24.1709 | 1.6 | 1.4536 | 5.9799 | 16.723 | 0 | 0 | 0.4819
1995-08-29 14:00 | 270.801 | 180.5706 | 479.5643 | 26.1697 | 1.6 | 1.4526 | 5.9566 | 17.0276 | 0 | 0 | 0
1995-08-29 15:00 | 316.5939 | 190.1323 | 377.1309 | 22.4842 | 1.6 | 1.4585 | 6.1269 | 17.0722 | 0 | 0 | 0.71537
1995-08-29 16:00 | 337.9267 | 196.8551 | 268.6534 | 26.1222 | 0.80491 | 1.4574 | 6.1767 | 17.0894 | 0.052253 | 0 | 6.3699
1995-08-29 17:00 | 336.7908 | 196.0634 | 113.3167 | 25.1784 | 0 | 1.4765 | 6.3077 | 17.1231 | 0.052253 | 0.0042866 | 25.2873
1995-08-29 18:00 | 339.5556 | 194.4165 | 13.999 | 31.5915 | 0 | 1.4762 | 10.393 | 17.3786 | 0.052253 | 0.019936 | 42.6536
1995-08-29 19:00 | 348.9575 | 198.1862 | 0.003694 | 25.2641 | 8.4751 | 1.4737 | 14.6177 | 17.4167 | 0.052253 | 0.019936 | 45.7572
1995-08-29 20:00 | 345.7353 | 197.658 | 0 | 31.7854 | 15.209 | 1.4724 | 18.396 | 17.4554 | 0.052253 | 0.019936 | 40.6899
1995-08-29 21:00 | 348.7765 | 196.9648 | 0 | 41.6461 | 15.209 | 1.4724 | 19.5717 | 17.1919 | 0.052253 | 0.019936 | 27.2372
1995-08-29 22:00 | 329.3042 | 182.6132 | 0 | 40.6101 | 15.209 | 1.4711 | 18.4539 | 16.7147 | 0.052253 | 0.019936 | 49.03
1995-08-29 23:00 | 322.6855 | 181.3298 | 0 | 32.4402 | 15.209 | 1.4711 | 19.6444 | 17.1422 | 0.052253 | 0.019936 | 36.3793
1995-08-30 | 322.3418 | 184.323 | 0 | 49.7609 | 16.5426 | 1.4711 | 49.5091 | 17.3439 | 0.40194 | 1.8279 | 40.4007
1995-08-30 01:00 | 323.4816 | 183.1785 | 0 | 37.9572 | 16.5426 | 1.471 | 36.3717 | 17.3531 | 0.44076 | 1.8279 | 49.4515
1995-08-30 02:00 | 312.629 | 188.515 | 0 | 37.5826 | 16.5426 | 1.4561 | 34.4643 | 17.2624 | 0.44076 | 1.8279 | 39.1702
1995-08-30 03:00 | 303.6949 | 188.8121 | 0 | 32.7418 | 16.5426 | 1.4558 | 34.6274 | 17.2583 | 0.44076 | 1.8279 | 32.1996
1995-08-30 04:00 | 298.7047 | 189.284 | 0.16746 | 27.1979 | 16.5426 | 1.4553 | 31.7746 | 17.2759 | 0.46291 | 1.8279 | 24.2277
1995-08-30 05:00 | 286.5281 | 190.0874 | 16.955 | 22.1749 | 16.5426 | 1.4563 | 24.7694 | 17.3447 | 0.45007 | 1.8279 | 24.5697
1995-08-30 06:00 | 273.7081 | 184.6843 | 115.638 | 21.4853 | 15.209 | 1.4577 | 16.1173 | 17.2385 | 0.052253 | 1.8279 | 6.1157
1995-08-30 07:00 | 258.5449 | 181.033 | 295.4311 | 20.2427 | 15.209 | 1.4623 | 11.6147 | 17.5982 | 0.052253 | 1.4371 | 0.67342
1995-08-30 08:00 | 224.7988 | 171.2306 | 479.2553 | 20.3483 | 8.4503 | 1.4624 | 10.6594 | 17.6277 | 0.052253 | 0 | 1.7455
1995-08-30 09:00 | 221.5032 | 159.7681 | 616.6279 | 10.9122 | 0 | 1.4627 | 10.6639 | 17.1929 | 0.052253 | 0 | 0.36952
1995-08-30 10:00 | 186.5078 | 125.2879 | 697.4488 | 16.1911 | 0 | 1.4633 | 10.6405 | 17.1383 | 0.040193 | 0 | 0.4792
1995-08-30 11:00 | 194.8392 | 117.8142 | 700.906 | 19.6791 | 0 | 1.4639 | 11.0347 | 17.6332 | 0.071753 | 0 | 0.35372
1995-08-30 12:00 | 202.1327 | 115.5034 | 688.204 | 19.3895 | 0 | 1.4645 | 11.0434 | 17.6805 | 0.071753 | 0 | 0.10123
1995-08-30 13:00 | 217.1391 | 114.8116 | 648.2561 | 17.3601 | 0 | 1.4646 | 11.0501 | 17.7225 | 0.071753 | 0 | 0.64843
1995-08-30 14:00 | 237.6339 | 120.2092 | 591.1257 | 18.781 | 0 | 1.4641 | 11.0193 | 17.7041 | 0.0195 | 0 | 0.10729
1995-08-30 15:00 | 255.5753 | 123.2767 | 454.5741 | 24.6198 | 1.3336 | 1.4851 | 11.0016 | 17.7359 | 0.071753 | 0 | 1.538
1995-08-30 16:00 | 280.8059 | 122.4296 | 297.5899 | 25.6875 | 16.5426 | 1.4859 | 23.4907 | 17.8081 | 0.15016 | 0.019936 | 11.7492
1995-08-30 17:00 | 271.9442 | 119.4713 | 120.8597 | 34.4851 | 16.5426 | 1.4859 | 38.8845 | 17.7936 | 0.43733 | 0.019936 | 36.1578
1995-08-30 18:00 | 268.497 | 116.6471 | 13.0144 | 43.0153 | 16.5426 | 1.4848 | 63.2384 | 17.8124 | 0.48241 | 2.6189 | 76.4385
1995-08-30 19:00 | 279.0569 | 114.1214 | 0.0011466 | 46.2897 | 16.5426 | 1.4725 | 68.3956 | 17.7736 | 0.50191 | 2.6833 | 61.5205
1995-08-30 20:00 | 282.5216 | 113.2321 | 0 | 50.2067 | 16.5426 | 1.4747 | 74.6752 | 17.8268 | 0.50191 | 5.1514 | 68.1524
1995-08-30 21:00 | 277.3291 | 112.9622 | 0 | 47.8257 | 16.5426 | 1.472 | 83.6802 | 17.7773 | 0.50191 | 5.1514 | 49.554
1995-08-30 22:00 | 281.4402 | 118.0764 | 0 | 48.6777 | 16.5426 | 1.4707 | 62.7979 | 17.7727 | 0.50191 | 5.1514 | 65.9118
1995-08-30 23:00 | 274.7955 | 112.5472 | 0 | 53.626 | 16.5426 | 1.4675 | 82.3383 | 17.6524 | 0.50191 | 5.1514 | 37.972
1995-08-31 | 275.3359 | 105.7207 | 0 | 54.1682 | 16.5426 | 1.4674 | 87.4957 | 17.6088 | 0.65896 | 5.1514 | 56.4259
1995-08-31 01:00 | 267.9981 | 97.5657 | 0 | 56.5265 | 16.5426 | 1.4899 | 85.8207 | 17.6105 | 0.65896 | 5.1514 | 55.4304
1995-08-31 02:00 | 260.5363 | 94.5428 | 0 | 48.6155 | 16.5426 | 1.4898 | 88.9356 | 17.5955 | 0.65896 | 5.1514 | 50.4227
1995-08-31 03:00 | 258.388 | 94.7788 | 0 | 45.6241 | 16.5426 | 1.4894 | 66.2379 | 17.5888 | 0.65896 | 5.1514 | 68.8262
1995-08-31 04:00 | 265.6467 | 99.9818 | 0.21859 | 35.4958 | 16.5426 | 1.489 | 83.3498 | 17.5952 | 0.63681 | 4.3695 | 44.3369
1995-08-31 05:00 | 258.1357 | 107.2467 | 19.1781 | 30.645 | 16.5426 | 1.4899 | 58.0986 | 17.643 | 0.42343 | 1.8844 | 70.0209
1995-08-31 06:00 | 248.1991 | 111.3996 | 116.004 | 33.5218 | 16.5426 | 1.4927 | 46.2656 | 17.772 | 0.42343 | 1.808 | 38.6938
1995-08-31 07:00 | 229.292 | 114.5453 | 294.8859 | 30.0435 | 16.5426 | 1.4894 | 42.864 | 17.811 | 0.3901 | 1.808 | 4.3838
1995-08-31 08:00 | 211.6919 | 119.2255 | 474.2013 | 24.6582 | 16.5426 | 1.5093 | 24.4997 | 17.8311 | 0.3901 | 0 | 0.89643
1995-08-31 09:00 | 204.3388 | 119.9627 | 597.7828 | 20.9069 | 1.0285 | 1.5095 | 19.0158 | 17.3292 | 0.41225 | 0 | 0.66022
1995-08-31 10:00 | 205.5843 | 101.7028 | 661.5554 | 18.1285 | 1.3336 | 1.5084 | 19.6369 | 17.2652 | 0.41225 | 0 | 0.016
1995-08-31 11:00 | 212.0478 | 101.7939 | 686.2824 | 19.4486 | 1.3336 | 1.5088 | 20.7937 | 17.3085 | 0.41225 | 0 | 0.23384
1995-08-31 12:00 | 224.1219 | 112.5561 | 679.3087 | 17.9554 | 1.3336 | 1.5272 | 18.0063 | 17.2737 | 0.08 | 0 | 0.21605
1995-08-31 13:00 | 247.5278 | 123.5723 | 601.7274 | 14.1396 | 1.3336 | 1.5416 | 23.8214 | 17.6906 | 0.08 | 0 | 1.9428
1995-08-31 14:00 | 249.7881 | 135.6833 | 550.2739 | 18.0004 | 1.3336 | 1.5373 | 17.6563 | 17.2705 | 0.08 | 0 | 1.9245
1995-08-31 15:00 | 270.807 | 146.9692 | 432.7838 | 21.623 | 1.3336 | 1.5297 | 28.9208 | 17.2799 | 0.42343 | 0 | 3.4083
1995-08-31 16:00 | 302.86 | 157.6985 | 262.7645 | 23.3319 | 16.5426 | 1.5308 | 22.5605 | 17.3338 | 0.42343 | 0.0565 | 11.8069
1995-08-31 17:00 | 309.056 | 165.2564 | 100.9754 | 23.0058 | 16.5426 | 1.5305 | 53.2631 | 17.7611 | 0.40128 | 2.0082 | 27.0536
1995-08-31 18:00 | 307.1715 | 168.9555 | 12.0671 | 24.6113 | 16.5426 | 1.5302 | 81.7204 | 17.299 | 0.40128 | 2.0082 | 57.1572
1995-08-31 19:00 | 315.734 | 172.1721 | 0.000306 | 32.7851 | 16.5426 | 1.53 | 78.3055 | 17.8667 | 0.40128 | 2.0082 | 36.8746
1995-08-31 20:00 | 321.7074 | 172.5767 | 0 | 39.6852 | 16.5426 | 1.5285 | 79.7255 | 17.2172 | 0.37913 | 2.0082 | 25.1195
1995-08-31 21:00 | 324.5981 | 173.5065 | 0 | 38.8894 | 16.5426 | 1.5375 | 65.6959 | 17.3026 | 0.37913 | 2.0082 | 40.0551
1995-08-31 22:00 | 315.7287 | 166.3998 | 0 | 39.4721 | 16.5426 | 1.5373 | 90.7926 | 17.2531 | 0.37913 | 2.0082 | 26.7097
1995-08-31 23:00 | 312.1998 | 163.141 | 0 | 25.2524 | 16.5426 | 1.537 | 89.8144 | 17.525 | 0.37913 | 2.0082 | 49.5879
1995-09-01 | 316.3879 | 158.2052 | 0 | 47.131 | 16.5426 | 1.5366 | 104.4211 | 17.6572 | 0.37913 | 5.2752 | 54.6628
1995-09-01 01:00 | 313.4357 | 157.6285 | 0 | 46.8953 | 16.5426 | 1.5363 | 104.8371 | 17.6088 | 0.37913 | 5.2752 | 45.5768
1995-09-01 02:00 | 309.4406 | 159.6564 | 0 | 40.4429 | 16.5426 | 1.5358 | 102.8517 | 17.5844 | 0.37913 | 5.2752 | 42.3069
1995-09-01 03:00 | 314.6246 | 164.5393 | 0 | 25.0263 | 16.5426 | 1.535 | 98.5579 | 17.5805 | 0.37913 | 5.2752 | 37.0821
1995-09-01 04:00 | 310.4821 | 169.0699 | 0.27641 | 27.0363 | 16.5426 | 1.5345 | 97.0532 | 17.5647 | 0.40128 | 5.2748 | 22.2393
1995-09-01 05:00 | 301.8444 | 173.0276 | 12.2807 | 21.9677 | 16.5426 | 1.5339 | 93.1704 | 17.6197 | 0.44636 | 5.1032 | 21.1708
1995-09-01 06:00 | 294.2188 | 179.9178 | 92.1542 | 19.7287 | 16.5426 | 1.5324 | 72.0176 | 17.6621 | 0.44237 | 4.3042 | 9.9308
1995-09-01 07:00 | 298.3127 | 178.9104 | 252.5749 | 18.6045 | 15.209 | 1.5319 | 43.831 | 17.7938 | 0.32695 | 4.2883 | 0.5236
1995-09-01 08:00 | 277.5259 | 175.4138 | 420.3152 | 16.6112 | 13.393 | 1.5318 | 11.4956 | 17.7364 | 0.039 | 0.0042866 | 0.030841
1995-09-01 09:00 | 271.9412 | 170.8204 | 534.1838 | 20.3152 | 0 | 1.5317 | 10.8972 | 17.7465 | 0.039 | 0 | 0.34236
1995-09-01 10:00 | 260.7398 | 163.1166 | 556.7773 | 14.9126 | 0 | 1.5318 | 11.1005 | 17.7372 | 0.039 | 0 | 0.46149
1995-09-01 11:00 | 259.6919 | 163.7915 | 580.4266 | 15.5322 | 0 | 1.5319 | 10.5405 | 17.7108 | 0.039 | 0 | 0
1995-09-01 12:00 | 272.1494 | 162.7633 | 564.4161 | 14.3078 | 0 | 1.532 | 10.5094 | 17.6875 | 0.039 | 0 | 0.012339
1995-09-01 13:00 | 270.3985 | 160.0561 | 524.6235 | 13.1867 | 0 | 1.5319 | 10.5807 | 17.6881 | 0.039 | 0 | 0.67572
1995-09-01 14:00 | 276.7296 | 160.9927 | 482.0115 | 17.7377 | 0 | 1.532 | 10.2664 | 17.6886 | 0.039 | 0 | 1.2249
1995-09-01 15:00 | 293.3607 | 157.3545 | 369.1886 | 20.7752 | 1.3336 | 1.5418 | 13.51 | 17.7068 | 0.15841 | 0 | 2.0232
1995-09-01 16:00 | 315.9765 | 153.4761 | 241.352 | 22.7115 | 16.5426 | 1.5417 | 23.1252 | 17.7766 | 0.27622 | 0.0042866 | 14.6406
1995-09-01 17:00 | 303.8787 | 147.1915 | 92.9778 | 20.669 | 16.5426 | 1.5473 | 86.5624 | 17.8422 | 0.75079 | 4.4171 | 22.9965
1995-09-01 18:00 | 294.8774 | 145.7989 | 10.9597 | 23.6791 | 16.5426 | 1.5471 | 111.7229 | 17.8435 | 0.73396 | 8.8719 | 26.6048
1995-09-01 19:00 | 289.1141 | 137.4822 | 0 | 26.5483 | 16.5426 | 1.547 | 114.4936 | 17.7937 | 0.73396 | 8.8719 | 20.4701
1995-09-01 20:00 | 285.5259 | 124.0044 | 0 | 25.5532 | 16.5426 | 1.5414 | 119.6804 | 17.7926 | 0.75611 | 11.1319 | 32.5385
1995-09-01 21:00 | 275.9151 | 109.2549 | 0 | 24.3697 | 16.5426 | 1.5414 | 119.3533 | 17.7555 | 0.73928 | 8.8719 | 34.1484
1995-09-01 22:00 | 265.4616 | 91.5614 | 0 | 37.1867 | 16.5426 | 1.5413 | 122.8856 | 17.7724 | 0.71836 | 8.8719 | 50.2537
1995-09-01 23:00 | 252.2495 | 84.2802 | 0 | 24.9074 | 16.5426 | 1.5412 | 123.537 | 17.6489 | 0.69621 | 11.1319 | 55.2265
1995-09-02 | 228.2464 | 79.2254 | 0 | 56.3184 | 16.5426 | 1.541 | 101.0833 | 17.6409 | 0.70746 | 5.3164 | 48.2018
1995-09-02 01:00 | 220.8787 | 74.1984 | 0 | 43.4369 | 16.5426 | 1.5407 | 106.2798 | 17.614 | 0.72838 | 5.3164 | 44.4108
1995-09-02 02:00 | 211.3572 | 68.6258 | 0 | 48.3793 | 16.5426 | 1.5403 | 103.9297 | 17.5912 | 0.74521 | 5.3164 | 31.3693
1995-09-02 03:00 | 191.6535 | 64.5823 | 0 | 49.4234 | 16.5426 | 1.5397 | 103.9214 | 17.5012 | 0.74521 | 5.3164 | 37.8259
1995-09-02 04:00 | 182.0899 | 66.7521 | 0.24589 | 31.9441 | 16.5426 | 1.5389 | 78.1664 | 17.593 | 0.74521 | 5.3164 | 50.6694
1995-09-02 05:00 | 170.0665 | 69.9961 | 16.714 | 37.2026 | 16.5426 | 1.5379 | 91.5725 | 17.4422 | 0.74521 | 2.8404 | 34.9083
1995-09-02 06:00 | 154.5173 | 72.3146 | 97.9065 | 28.7282 | 16.5426 | 1.5374 | 53.5821 | 17.5522 | 0.74521 | 2.8248 | 43.8696
1995-09-02 07:00 | 135.2947 | 75.0331 | 261.101 | 23.7827 | 16.5426 | 1.5369 | 38.2449 | 17.7434 | 0.74521 | 2.8248 | 13.3753
1995-09-02 08:00 | 121.3614 | 75.3616 | 423.1875 | 22.9569 | 16.5426 | 1.5175 | 33.3004 | 17.7192 | 0.47976 | 1.0125 | 4.0077
1995-09-02 09:00 | 118.4517 | 73.8537 | 546.7057 | 23.3434 | 7.1876 | 1.518 | 31.2142 | 17.6225 | 0.41861 | 1.0125 | 2.6775
1995-09-02 10:00 | 112.2663 | 72.0376 | 603.5176 | 18.1026 | 1.3336 | 1.5184 | 30.6311 | 17.6056 | 0.41861 | 1.0125 | 2.5697
1995-09-02 11:00 | 121.5842 | 70.5086 | 595.728 | 16.7526 | 1.3336 | 1.5191 | 32.3141 | 17.6867 | 0.41861 | 1.0125 | 0.016
1995-09-02 12:00 | 121.3628 | 66.7817 | 585.525 | 21.9205 | 1.3336 | 1.5198 | 33.3768 | 17.5465 | 0.41861 | 1.0125 | 1.2697
1995-09-02 13:00 | 129.311 | 67.6125 | 535.8395 | 22.0861 | 1.3336 | 1.5201 | 35.3677 | 17.6548 | 0.41861 | 1.0125 | 2.6855
1995-09-02 14:00 | 138.9776 | 64.0207 | 484.6877 | 24.7044 | 1.3336 | 1.5206 | 41.6375 | 17.6504 | 0.55325 | 1.0125 | 4.0332
1995-09-02 15:00 | 165.8422 | 67.2569 | 356.2869 | 24.1769 | 13.9929 | 1.5208 | 53.7202 | 17.5429 | 0.71093 | 1.0125 | 8.5563
1995-09-02 16:00 | 169.1785 | 73.5084 | 238.7495 | 33.7479 | 16.5426 | 1.5263 | 63.5759 | 17.6027 | 0.7097 | 1.0168 | 36.6799
1995-09-02 17:00 | 184.3637 | 74.2959 | 96.9241 | 21.8969 | 16.5426 | 1.5302 | 81.8349 | 17.6245 | 0.73061 | 1.0168 | 42.0293
1995-09-02 18:00 | 188.0099 | 73.0322 | 10.9468 | 30.4833 | 17.1926 | 1.5304 | 90.2596 | 17.8162 | 0.74744 | 2.8404 | 52.1618
1995-09-02 19:00 | 195.1065 | 73.6909 | 0.00010979 | 36.9292 | 17.1926 | 1.5269 | 113.699 | 17.6992 | 0.74744 | 2.8404 | 37.4013
1995-09-02 20:00 | 192.289 | 75.6107 | 0 | 33.4263 | 17.1926 | 1.548 | 124.1087 | 17.8228 | 0.74744 | 2.8404 | 40.3384
1995-09-02 21:00 | 192.5547 | 79.7257 | 0 | 30.4287 | 17.1926 | 1.5244 | 124.6557 | 17.6715 | 0.76427 | 4.5011 | 36.5812
1995-09-02 22:00 | 199.999 | 98.5833 | 0 | 33.9161 | 17.1926 | 1.5232 | 122.4907 | 17.6442 | 0.78519 | 5.3164 | 24.8807
1995-09-02 23:00 | 199.036 | 98.738 | 0 | 43.9073 | 17.1926 | 1.5234 | 118.9708 | 17.1978 | 0.78519 | 2.8404 | 10.2581
1995-09-03 | 205.5414 | 103.3248 | 0 | 68.4569 | 17.1926 | 1.5247 | 95.3372 | 17.6306 | 0.78519 | 2.8869 | 55.8481
1995-09-03 01:00 | 210.8185 | 101.7901 | 0 | 56.9867 | 17.1926 | 1.5252 | 84.4045 | 17.4511 | 0.78519 | 2.8869 | 69.7435
1995-09-03 02:00 | 204.3385 | 100.8518 | 0 | 52.1106 | 17.1926 | 1.5252 | 81.276 | 17.3713 | 0.76304 | 2.8869 | 66.6019
1995-09-03 03:00 | 203.9908 | 99.0193 | 0 | 53.2166 | 17.1926 | 1.5251 | 79.5839 | 17.3133 | 0.76304 | 2.8869 | 50.7534
1995-09-03 04:00 | 202.8143 | 100.2254 | 0.22503 | 37.3489 | 17.1926 | 1.5248 | 77.7161 | 17.2585 | 0.76304 | 2.8869 | 75.3087
1995-09-03 05:00 | 207.0927 | 100.3937 | 17.3537 | 47.7291 | 17.1926 | 1.5275 | 73.6624 | 17.5195 | 0.76304 | 2.8681 | 79.7463
1995-09-03 06:00 | 208.8818 | 103.8794 | 105.7295 | 45.6234 | 17.1926 | 1.5348 | 69.3329 | 17.5247 | 0.76304 | 2.8404 | 51.7339
1995-09-03 07:00 | 207.7283 | 106.1212 | 274.0082 | 33.7643 | 17.1926 | 1.5389 | 47.9288 | 17.7201 | 0.76304 | 2.8248 | 11.6824
1995-09-03 08:00 | 202.9267 | 105.1454 | 459.7432 | 18.9711 | 17.1926 | 1.5391 | 35.0314 | 17.6684 | 0.39646 | 0.79529 | 0.76931
1995-09-03 09:00 | 212.9699 | 102.1516 | 609.5644 | 23.3453 | 17.1926 | 1.5376 | 33.7121 | 17.6782 | 0.41861 | 0.0042866 | 0.69437
1995-09-03 10:00 | 209.0344 | 103.0849 | 693.7114 | 15.6397 | 17.1926 | 1.5577 | 31.3298 | 17.7982 | 0.40736 | 0.0042866 | 0.1056
1995-09-03 11:00 | 210.8395 | 103.095 | 730.332 | 17.6809 | 17.1926 | 1.5588 | 33.3815 | 17.6132 | 0.40736 | 0.0042866 | 0.016
1995-09-03 12:00 | 232.4183 | 101.8415 | 724.0661 | 18.2658 | 17.1926 | 1.56 | 30.7904 | 17.57 | 0.40736 | 0.0042866 | 0.38064
1995-09-03 13:00 | 252.9988 | 104.3822 | 678.0186 | 17.4854 | 17.1926 | 1.561 | 33.5988 | 17.6219 | 0.40736 | 0.0042866 | 0.10893
1995-09-03 14:00 | 276.4912 | 113.1416 | 560.2276 | 26.3622 | 17.1926 | 1.5602 | 31.3386 | 17.7212 | 0.40736 | 0.0042866 | 3.5042
1995-09-03 15:00 | 305.9288 | 122.5285 | 420.2638 | 19.0652 | 17.1926 | 1.5523 | 36.487 | 17.6787 | 0.55351 | 0.0042866 | 12.6221
1995-09-03 16:00 | 307.5389 | 136.1344 | 264.273 | 34.9115 | 17.1926 | 1.5325 | 36.4918 | 17.7671 | 0.40736 | 0.0042866 | 38.8847
1995-09-03 17:00 | 320.2715 | 142.9526 | 102.9285 | 25.6318 | 17.1926 | 1.5326 | 42.3696 | 17.7553 | 0.40736 | 0.31405 | 66.25
1995-09-03 18:00 | 315.2207 | 142.9652 | 10.0974 | 31.4264 | 17.1926 | 1.532 | 52.879 | 17.7759 | 0.40736 | 2.6498 | 80.5481
1995-09-03 19:00 | 316.7648 | 143.7749 | 0 | 45.8371 | 17.1926 | 1.5315 | 59.284 | 17.8738 | 0.40736 | 4.7218 | 63.4904
1995-09-03 20:00 | 316.494 | 138.6132 | 0 | 35.921 | 17.1926 | 1.5272 | 75.9907 | 17.8649 | 0.40736 | 5.1258 | 45.721
1995-09-03 21:00 | 316.9219 | 135.7013 | 0 | 47.7467 | 17.1926 | 1.5284 | 78.908 | 17.8108 | 0.36228 | 2.9364 | 33.2679
1995-09-03 22:00 | 321.036 | 127.3718 | 0 | 47.2117 | 17.1926 | 1.5236 | 79.4091 | 17.764 | 0.34013 | 5.1258 | 31.7078
1995-09-03 23:00 | 322.1985 | 131.9544 | 0 | 39.0665 | 17.1926 | 1.5243 | 79.9912 | 17.6617 | 0.36228 | 2.6498 | 27.2449
1995-09-04 | 335.9588 | 138.6483 | 0 | 37.6083 | 17.1926 | 1.4901 | 110.5978 | 17.515 | 0.5228 | 7.1263 | 3.1112
1995-09-04 01:00 | 326.8184 | 148.0429 | 0 | 29.9733 | 17.1926 | 1.5354 | 99.8774 | 17.4426 | 0.5228 | 7.1263 | 3.9114
1995-09-04 02:00 | 326.3462 | 157.1863 | 0 | 31.0635 | 17.1926 | 1.5346 | 97.1703 | 17.4103 | 0.54495 | 6.9048 | 0.76635
1995-09-04 03:00 | 325.6816 | 162.7368 | 0 | 21.2442 | 17.1926 | 1.5007 | 92.4927 | 17.4208 | 0.54495 | 6.8582 | 6.2007
1995-09-04 04:00 | 318.6508 | 168.7046 | 0.16318 | 20.8413 | 17.1926 | 1.5002 | 93.2796 | 17.3821 | 0.54495 | 6.8582 | 13.9981
1995-09-04 05:00 | 313.2412 | 169.9275 | 14.985 | 26.6981 | 17.1926 | 1.4997 | 91.2063 | 17.5106 | 0.54495 | 6.7746 | 22.6789
1995-09-04 06:00 | 309.0249 | 166.9064 | 96.6318 | 28.3582 | 17.1926 | 1.4996 | 93.929 | 17.6025 | 0.69642 | 6.2887 | 17.9579
1995-09-04 07:00 | 314.2035 | 165.8589 | 258.9762 | 23.7491 | 17.1926 | 1.4997 | 106.5685 | 17.6186 | 0.69642 | 6.2887 | 4.9339
1995-09-04 08:00 | 291.2871 | 160.2599 | 429.8048 | 22.7021 | 17.1926 | 1.5015 | 97.8767 | 17.6427 | 0.69642 | 6.2887 | 0.9206
1995-09-04 09:00 | 294.5812 | 153.9765 | 568.8326 | 22.325 | 17.1926 | 1.502 | 86.6773 | 17.4212 | 0.69642 | 6.2887 | 1.9907
1995-09-04 10:00 | 305.3884 | 169.1184 | 634.4093 | 21.0441 | 17.1926 | 1.5027 | 84.5053 | 17.477 | 0.66602 | 6.2887 | 0.3455
1995-09-04 11:00 | 277.3132 | 162.8008 | 687.4871 | 23.1817 | 17.1926 | 1.5028 | 79.8038 | 17.5015 | 0.68552 | 6.2887 | 0.29354
1995-09-04 12:00 | 315.5663 | 152.8995 | 655.8235 | 16.2911 | 17.1926 | 1.5032 | 83.6868 | 17.4997 | 0.68552 | 6.2887 | 0.32468
1995-09-04 13:00 | 319.6777 | 146.2053 | 605.9442 | 24.3608 | 17.1926 | 1.5039 | 81.9864 | 17.4901 | 0.68552 | 6.2887 | 0.021707
1995-09-04 14:00 | 326.0108 | 145.573 | 525.5454 | 18.9848 | 17.1926 | 1.5042 | 75.0572 | 17.5624 | 0.66337 | 6.2887 | 0.95521
1995-09-04 15:00 | 348.5823 | 143.7422 | 384.0626 | 26.3352 | 17.1926 | 1.5032 | 72.9039 | 17.5352 | 0.68552 | 6.2887 | 8.3473
1995-09-04 16:00 | 346.6306 | 137.7393 | 228.5757 | 22.0076 | 17.1926 | 1.5317 | 79.504 | 17.6459 | 0.70644 | 6.2887 | 13.6108
1995-09-04 17:00 | 345.3741 | 133.2585 | 80.9104 | 26.0961 | 17.1926 | 1.5316 | 81.4497 | 17.6895 | 0.70644 | 6.3921 | 51.5855
1995-09-04 18:00 | 342.6881 | 130.221 | 8.6376 | 31.0661 | 17.1926 | 1.5317 | 97.8426 | 17.6609 | 0.74827 | 6.8479 | 67.5959
1995-09-04 19:00 | 337.8314 | 126.452 | 0 | 32.4558 | 17.1926 | 1.527 | 110.3089 | 17.7029 | 0.7651 | 6.8479 | 43.6811
1995-09-04 20:00 | 341.7048 | 119.0378 | 0 | 31.8985 | 17.1926 | 1.5279 | 111.6924 | 17.721 | 0.7651 | 6.9886 | 30.1664
1995-09-04 21:00 | 336.4431 | 111.2109 | 0 | 44.8297 | 17.1926 | 1.5626 | 105.9125 | 17.6957 | 0.81017 | 6.9886 | 21.0927
1995-09-04 22:00 | 336.2529 | 99.3821 | 0 | 44.3201 | 17.1926 | 1.5631 | 103.4724 | 17.7312 | 0.83232 | 6.9886 | 23.3739
1995-09-04 23:00 | 328.769 | 93.4671 | 0 | 45.5173 | 17.1926 | 1.5634 | 102.1469 | 17.6378 | 0.76834 | 6.9886 | 25.4138
1995-09-05 | 332.8833 | 92.075 | 0 | 49.8829 | 18.7926 | 2.3198 | 111.697 | 17.5355 | 1.0997 | 12.6241 | 2.6013
1995-09-05 01:00 | 322.2639 | 88.2385 | 0 | 45.0529 | 18.7926 | 2.3199 | 106.6374 | 17.4968 | 1.0997 | 12.6241 | 10.2849
1995-09-05 02:00 | 313.6307 | 84.5342 | 0 | 40.4857 | 18.7926 | 2.3205 | 104.3619 | 17.5139 | 1.0997 | 13.4151 | 5.0975
1995-09-05 03:00 | 305.3134 | 76.6047 | 0 | 39.4379 | 18.7926 | 2.321 | 101.5642 | 17.4955 | 1.0997 | 13.4151 | 8.4799
1995-09-05 04:00 | 299.8955 | 71.7595 | 0.14177 | 28.7492 | 18.7926 | 2.3696 | 93.0301 | 17.5136 | 1.0997 | 13.4151 | 25.9879
1995-09-05 05:00 | 286.8194 | 61.6865 | 16.1133 | 39.7369 | 18.7926 | 2.369 | 88.758 | 17.5615 | 1.0997 | 13.461 | 27.6209
1995-09-05 06:00 | 269.0135 | 57.6403 | 110.6012 | 37.6407 | 18.7926 | 2.365 | 91.9586 | 17.5977 | 1.0828 | 13.4636 | 7.259
1995-09-05 07:00 | 233.7954 | 61.2595 | 277.21 | 28.3014 | 18.7926 | 2.3638 | 87.2917 | 17.5174 | 1.0828 | 12.8116 | 1.348
1995-09-05 08:00 | 213.2246 | 70.6176 | 457.2525 | 20.3104 | 18.7926 | 2.3612 | 73.4956 | 17.5392 | 1.2728 | 0.24142 | 0.49517
1995-09-05 09:00 | 206.1637 | 82.7807 | 592.9233 | 20.9949 | 18.7926 | 2.3554 | 59.9872 | 17.5085 | 1.2728 | 0.24142 | 0.11809
1995-09-05 10:00 | 180.1873 | 84.3536 | 652.7724 | 15.6889 | 18.7926 | 2.3562 | 58.2303 | 17.5147 | 1.4718 | 0.24142 | 0
1995-09-05 11:00 | 185.8873 | 93.4907 | 664.2535 | 15.9496 | 18.7926 | 2.3561 | 63.2174 | 17.3978 | 1.4509 | 0.24142 | 0
1995-09-05 12:00 | 194.9899 | 95.4882 | 636.8104 | 17.3223 | 15.6045 | 2.3561 | 62.8781 | 17.4108 | 1.389 | 0.24142 | 0
1995-09-05 13:00 | 207.0304 | 97.4929 | 572.7971 | 16.7723 | 11.3251 | 2.3556 | 49.4008 | 17.3675 | 1.389 | 0.24142 | 0.016
1995-09-05 14:00 | 204.2512 | 100.979 | 478.1637 | 17.7362 | 10.404 | 2.3554 | 64.1772 | 17.4017 | 1.5369 | 0.283 | 1.0999
1995-09-05 15:00 | 193.2874 | 97.9979 | 346.2892 | 23.4768 | 18.7926 | 2.3552 | 81.4324 | 17.4594 | 1.5369 | 15.1531 | 4.4635
1995-09-05 16:00 | 184.4798 | 92.0908 | 202.144 | 31.8873 | 18.7926 | 2.3545 | 109.1122 | 17.4992 | 1.5369 | 19.218 | 14.9183
1995-09-05 17:00 | 177.0116 | 83.3003 | 71.9742 | 47.2739 | 18.7926 | 2.3613 | 116.4497 | 17.5373 | 1.516 | 19.1004 | 38.2826
1995-09-05 18:00 | 177.1794 | 74.2369 | 6.7301 | 37.4653 | 18.7926 | 2.3581 | 130.6042 | 17.6451 | 1.516 | 14.9134 | 77.5633
1995-09-05 19:00 | 175.6424 | 66.4844 | 0 | 55.439 | 18.7926 | 2.3606 | 133.8555 | 17.6521 | 1.3586 | 11.8171 | 73.1994
1995-09-05 20:00 | 172.8466 | 65.9681 | 0 | 48.3512 | 18.7926 | 2.3633 | 134.8035 | 17.7083 | 1.3586 | 11.8171 | 67.6313
1995-09-05 21:00 | 171.2462 | 62.2806 | 0 | 51.5252 | 18.7926 | 2.3656 | 134.3926 | 17.6507 | 1.3586 | 11.8171 | 78.1689
1995-09-05 22:00 | 181.7646 | 61.5568 | 0 | 58.3006 | 18.7926 | 2.3683 | 139.039 | 17.656 | 1.3418 | 11.8171 | 57.8095
1995-09-05 23:00 | 172.3186 | 68.9376 | 0 | 50.6644 | 18.7926 | 2.3607 | 140.1219 | 17.6178 | 1.3836 | 13.5878 | 41.2396
1995-09-06 | 167.4234 | 71.3894 | 0 | 69.7203 | 18.7926 | 2.3621 | 114.2839 | 17.545 | 1.3627 | 6.4443 | 49.8127
1995-09-06 01:00 | 165.659 | 71.1247 | 0 | 64.4374 | 18.7926 | 2.3643 | 117.4145 | 17.5024 | 1.3627 | 6.4443 | 38.9257
1995-09-06 02:00 | 165.785 | 72.7271 | 0 | 66.8861 | 18.7926 | 2.3664 | 114.2125 | 17.473 | 1.3627 | 6.3878 | 29.4628
1995-09-06 03:00 | 170.222 | 72.4664 | 0 | 53.4707 | 18.7926 | 2.3958 | 107.1528 | 17.5085 | 1.3627 | 6.3878 | 44.3814
1995-09-06 04:00 | 172.2272 | 74.3014 | 0.13762 | 40.9197 | 18.7926 | 2.4034 | 97.6235 | 17.4937 | 1.3197 | 1.2971 | 47.0862
1995-09-06 05:00 | 176.52 | 77.8331 | 12.0596 | 44.9971 | 18.7926 | 2.3842 | 94.329 | 17.6188 | 1.3197 | 0.40676 | 45.9754
1995-09-06 06:00 | 176.8843 | 85.9389 | 101.6196 | 41.8174 | 18.7926 | 2.3816 | 79.7831 | 17.8023 | 1.3365 | 0.40676 | 17.6476
1995-09-06 07:00 | 166.3311 | 94.4742 | 277.4159 | 41.2929 | 18.7926 | 2.3745 | 52.0357 | 17.9463 | 1.1172 | 0.40645 | 1.0558
1995-09-06 08:00 | 162.2109 | 97.7968 | 452.3626 | 38.0658 | 13.4387 | 2.3719 | 38.5535 | 17.898 | 1.0264 | 0.3908 | 0.7895
1995-09-06 09:00 | 127.3781 | 96.9594 | 598.8645 | 31.293 | 3.5836 | 2.3711 | 28.9328 | 17.8719 | 1.0264 | 0.3908 | 0.017668
1995-09-06 10:00 | 134.4136 | 108.5565 | 662.7204 | 21.2438 | 3.5836 | 2.3656 | 25.536 | 17.8637 | 0.83593 | 0.3908 | 0.0083832
1995-09-06 11:00 | 133.5641 | 111.9446 | 677.2329 | 23.7857 | 3.5836 | 2.3666 | 36.9605 | 17.7526 | 0.85684 | 0.3908 | 0.86037
1995-09-06 12:00 | 147.7002 | 114.0577 | 641.9184 | 26.5387 | 3.5836 | 2.3667 | 24.4311 | 17.7786 | 0.91876 | 0.3908 | 0.23339
1995-09-06 13:00 | 160.5616 | 113.9723 | 580.5037 | 28.3124 | 3.5836 | 2.3657 | 24.3766 | 17.7748 | 0.82376 | 0.3908 | 0.7525
1995-09-06 14:00 | 163.9051 | 111.3321 | 497.2627 | 30.5811 | 3.5836 | 2.364 | 27.8439 | 17.8212 | 0.83501 | 0.3908 | 2.4133
1995-09-06 15:00 | 171.3587 | 109.0737 | 369.0625 | 36.3244 | 3.5836 | 2.3693 | 47.9635 | 17.7697 | 0.95282 | 0.3908 | 7.89
1995-09-06 16:00 | 180.0435 | 109.7696 | 205.4131 | 42.2616 | 3.5836 | 2.3698 | 77.6324 | 17.78 | 0.95282 | 5.2031 | 39.2184
1995-09-06 17:00 | 173.0669 | 108.6476 | 72.4751 | 50.5748 | 3.5836 | 2.3706 | 92.357 | 17.8456 | 0.97374 | 6.341 | 79.4738
1995-09-06 18:00 | 208.4477 | 109.841 | 3.556 | 60.9981 | 3.5836 | 2.3712 | 98.3361 | 17.8741 | 0.97374 | 6.3978 | 105.6171
1995-09-06 19:00 | 212.3207 | 115.7843 | 0 | 50.6124 | 3.5836 | 2.3682 | 105.172 | 17.9032 | 1.1102 | 6.4443 | 73.2046
1995-09-06 20:00 | 221.3437 | 122.4136 | 0 | 56.2274 | 3.5836 | 2.3708 | 104.5923 | 17.9499 | 1.1102 | 6.4443 | 84.5862
1995-09-06 21:00 | 248.2776 | 131.1684 | 0 | 47.3841 | 3.5836 | 2.3733 | 107.6697 | 17.8736 | 1.1102 | 6.4443 | 53.8725
1995-09-06 22:00 | 272.2836 | 145.5484 | 0 | 43.8265 | 3.5836 | 2.3752 | 87.345 | 17.8395 | 1.127 | 6.4443 | 39.881
1995-09-06 23:00 | 282.9925 | 151.9476 | 0 | 38.968 | 3.5836 | 2.3767 | 79.3422 | 17.7677 | 0.42298 | 6.4443 | 21.2645
1995-09-07 | 302.509 | 151.9766 | 0 | 53.6315 | 1.9836 | 1.6212 | 58.0666 | 17.6784 | 0.30926 | 0.42168 | 21.7709
1995-09-07 01:00 | 310.5659 | 150.2389 | 0 | 46.8489 | 1.9836 | 1.621 | 57.8185 | 17.6395 | 0.30926 | 0.42168 | 15.6859
1995-09-07 02:00 | 303.0892 | 151.5981 | 0 | 49.4619 | 1.9836 | 1.6307 | 55.0041 | 17.5946 | 0.30926 | 0.24173 | 25.4084
1995-09-07 03:00 | 287.2515 | 157.69 | 0 | 31.7552 | 1.9836 | 1.6302 | 51.9507 | 17.6049 | 0.30926 | 0.24173 | 48.2942
1995-09-07 04:00 | 320.0186 | 163.9995 | 0.093378 | 32.6449 | 1.9836 | 1.6296 | 51.3279 | 17.6234 | 0.13066 | 0.020247 | 14.1758
1995-09-07 05:00 | 290.9052 | 173.2826 | 14.8612 | 29.1999 | 1.9836 | 1.6289 | 51.6459 | 17.7021 | 0.13066 | 0.020247 | 17.9303
1995-09-07 06:00 | 311.154 | 184.4413 | 104.7285 | 21.8639 | 1.9836 | 1.6283 | 25.8957 | 17.7982 | 0.13066 | 0.020247 | 2.2043
1995-09-07 07:00 | 277.1412 | 190.8661 | 253.1553 | 24.1452 | 1.9836 | 1.6277 | 18.5208 | 17.632 | 0.13066 | 0.020247 | 16.9831
1995-09-07 08:00 | 234.7794 | 194.7116 | 399.8014 | 26.8876 | 1.3336 | 1.6377 | 11.9166 | 17.6554 | 0.13066 | 0.0042866 | 1.7663
1995-09-07 09:00 | 224.8225 | 185.9205 | 512.4896 | 22.9709 | 1.3336 | 1.6381 | 11.1688 | 17.5406 | 0.13066 | 0 | 0
1995-09-07 10:00 | 200.6389 | 192.8669 | 587.7551 | 25.5564 | 1.3336 | 1.6385 | 11.5346 | 17.4469 | 0.13066 | 0 | 0.20438
1995-09-07 11:00 | 209.3593 | 181.6992 | 600.1505 | 15.4281 | 1.3336 | 1.6723 | 8.9302 | 16.4879 | 0.13066 | 0 | 0.70956
1995-09-07 12:00 | 204.9551 | 178.6323 | 574.264 | 10.6325 | 1.3336 | 1.6729 | 9.7816 | 16.4748 | 0.13066 | 0 | 0
1995-09-07 13:00 | 241.2803 | 192.5971 | 511.1118 | 15.076 | 1.3336 | 1.6731 | 11.4195 | 16.644 | 0.13066 | 0 | 0
1995-09-07 14:00 | 274.4968 | 200.2837 | 425.4872 | 16.6197 | 1.3336 | 1.6736 | 17.9849 | 16.6887 | 0.085582 | 0 | 0.089077
1995-09-07 15:00 | 295.6791 | 204.0506 | 298.1816 | 21.5188 | 1.9836 | 1.6738 | 25.1172 | 16.6596 | 0.085582 | 0 | 9.4519
1995-09-07 16:00 | 326.01 | 206.8843 | 168.2981 | 28.3702 | 1.9836 | 1.6726 | 40.0827 | 17.8186 | 0.085582 | 0.0042866 | 30.079
1995-09-07 17:00 | 337.9509 | 202.8681 | 59.6592 | 23.3597 | 1.9836 | 1.6804 | 34.1806 | 17.7715 | 0.085582 | 0.019936 | 51.0068
1995-09-07 18:00 | 411.4669 | 207.3976 | 4.7767 | 22.497 | 1.9836 | 1.6806 | 33.8216 | 17.8748 | 0.085582 | 0.076436 | 29.2114
1995-09-07 19:00 | 396.8501 | 211.5317 | 0 | 21.5661 | 1.9836 | 1.6854 | 32.9735 | 17.7893 | 0.085582 | 0.076436 | 27.4317
1995-09-07 20:00 | 413.4789 | 215.1749 | 0 | 23.5778 | 1.9836 | 1.6822 | 33.8482 | 17.783 | 0.085582 | 0.076436 | 11.1134
1995-09-07 21:00 | 426.5297 | 213.7498 | 0 | 19.8838 | 1.9836 | 1.6785 | 31.174 | 17.5614 | 0.085582 | 0.076436 | 17.0272
1995-09-07 22:00 | 410.5451 | 213.7517 | 0 | 21.578 | 1.9836 | 1.6798 | 22.6476 | 17.6553 | 0.085582 | 0.076436 | 19.5616
1995-09-07 23:00 | 400.7777 | 220.9315 | 0 | 20.6042 | 1.9836 | 1.6801 | 28.313 | 17.6329 | 0.085582 | 0.085153 | 19.1289
1995-09-08 | 420.1328 | 229.0908 | 0 | 33.8439 | 1.9836 | 1.6712 | 31.9165 | 17.5889 | 0.085582 | 0.076436 | 10.3783
1995-09-08 01:00 | 412.1384 | 226.5872 | 0 | 23.2049 | 1.9836 | 1.6714 | 29.37 | 17.5575 | 0.085582 | 0.076436 | 13.0507
1995-09-08 02:00 | 396.9543 | 225.6486 | 0 | 24.0255 | 1.9836 | 1.6716 | 28.3112 | 17.5186 | 0.085582 | 0.076436 | 15.8276
1995-09-08 03:00 | 368.929 | 225.9131 | 0 | 33.5214 | 1.9836 | 1.6715 | 28.8454 | 17.5088 | 0.085582 | 0.076436 | 33.6215
1995-09-08 04:00 | 369.3882 | 221.3392 | 0.10772 | 19.0012 | 1.9836 | 1.6713 | 27.3323 | 17.4722 | 0.085582 | 0.060787 | 26.8517
1995-09-08 05:00 | 369.2489 | 222.705 | 13.9825 | 18.5566 | 1.9836 | 1.671 | 20.4118 | 17.6487 | 0.085582 | 0.060787 | 13.7058
1995-09-08 06:00 | 345.073 | 216.7519 | 88.7243 | 19.8475 | 0.65 | 1.671 | 7.662 | 17.8131 | 0.052253 | 4.2881e-05 | 11.7046
1995-09-08 07:00 | 254.5142 | 212.4228 | 223.8914 | 33.7606 | 0 | 1.6501 | 6.5054 | 17.8413 | 0.052253 | 0 | 29.1056
1995-09-08 08:00 | 230.3793 | 206.7481 | 361.8476 | 32.1875 | 0 | 1.6506 | 6.5468 | 17.8654 | 0.052253 | 0 | 1.2722
1995-09-08 09:00 | 206.0005 | 205.4113 | 476.2468 | 22.106 | 0.00071656 | 1.6522 | 6.2151 | 17.5246 | 0.052253 | 0 | 1.179
1995-09-08 10:00 | 189.2159 | 203.1493 | 540.8045 | 20.1476 | 0 | 1.6528 | 6.3235 | 16.4338 | 0.052253 | 0 | 0.74857
1995-09-08 11:00 | 189.8971 | 202.2427 | 544.4955 | 15.8605 | 0 | 1.6533 | 4.2107 | 15.4785 | 0.052253 | 0 | 0.97059
1995-09-08 12:00 | 194.8664 | 202.047 | 527.4148 | 18.1396 | 0 | 1.6538 | 4.0739 | 15.4863 | 0.052253 | 0 | 1.1379
1995-09-08 13:00 | 213.7269 | 208.9766 | 486.8471 | 20.2177 | 0 | 1.612 | 6.0871 | 16.4231 | 0.052253 | 0 | 3.2062
1995-09-08 14:00 | 229.3805 | 203.0098 | 416.7606 | 22.3518 | 1.2401 | 1.6121 | 6.1095 | 16.385 | 0.052253 | 0 | 14.2333
1995-09-08 15:00 | 250.856 | 203.3984 | 311.9371 | 22.6315 | 1.9836 | 1.5943 | 10.19 | 17.7593 | 0.13066 | 0 | 14.1426
1995-09-08 16:00 | 289.2079 | 202.7591 | 180.9662 | 29.3428 | 1.9836 | 1.5942 | 15.4484 | 17.762 | 0.13066 | 0.0042866 | 35.1615
1995-09-08 17:00 | 318.6603 | 206.7069 | 74.7143 | 22.7829 | 1.9836 | 1.5923 | 17.8398 | 17.784 | 0.13066 | 0.060787 | 43.6892
1995-09-08 18:00 | 335.183 | 204.8151 | 7.288 | 28.0303 | 1.9836 | 1.6022 | 17.644 | 17.8546 | 0.13066 | 0.060787 | 48.3122
1995-09-08 19:00 | 345.8976 | 206.6998 | 0 | 25.9427 | 1.9836 | 1.6121 | 20.164 | 17.8782 | 0.13066 | 0.076436 | 38.4677
1995-09-08 20:00 | 343.7709 | 207.5052 | 0 | 39.499 | 1.9836 | 1.6023 | 20.9127 | 17.9001 | 0.13066 | 0.64144 | 30.5679
1995-09-08 21:00 | 336.1491 | 207.4559 | 0 | 41.0158 | 1.9836 | 1.6043 | 17.2983 | 17.8664 | 0.13066 | 0.64144 | 28.8684
1995-09-08 22:00 | 327.5625 | 211.0048 | 0 | 41.4077 | 1.9836 | 1.613 | 17.7994 | 17.7772 | 0.13066 | 0.64144 | 33.8609
1995-09-08 23:00 | 324.2527 | 215.7413 | 0 | 35.1953 | 1.9836 | 1.613 | 16.7836 | 17.6904 | 0.13066 | 0.64144 | 23.4734
1995-09-09 | 335.7289 | 218.7642 | 0 | 48.8729 | 1.9836 | 1.613 | 18.9489 | 17.7663 | 0.13066 | 0.0042866 | 44.7516
1995-09-09 01:00 | 336.5318 | 218.5616 | 0 | 43.7294 | 1.9836 | 1.613 | 20.1263 | 17.7478 | 0.13066 | 0.0042866 | 33.4865
1995-09-09 02:00 | 342.6684 | 219.8089 | 0 | 40.7084 | 1.9836 | 1.6129 | 14.3101 | 17.7014 | 0.13066 | 0.0042866 | 32.2494
1995-09-09 03:00 | 354.6523 | 219.6051 | 0 | 29.1756 | 1.9836 | 1.6126 | 14.1974 | 17.6356 | 0.13066 | 0.0042866 | 28.0733
1995-09-09 04:00 | 351.415 | 223.996 | 0.086393 | 27.4506 | 1.9836 | 1.6124 | 10.161 | 17.6457 | 0.13066 | 0.0042866 | 21.1304
1995-09-09 05:00 | 338.2195 | 225.0127 | 10.2421 | 31.9971 | 1.9836 | 1.6273 | 10.8617 | 17.7988 | 0.13066 | 0.0042866 | 22.9026
1995-09-09 06:00 | 337.5155 | 219.6167 | 74.1325 | 37.0719 | 1.9836 | 1.6271 | 7.746 | 17.742 | 0.13066 | 0.0042866 | 8.6663
1995-09-09 07:00 | 328.0782 | 213.6926 | 212.6294 | 23.3385 | 1.3336 | 1.627 | 9.7953 | 17.5042 | 0.13066 | 0.0042866 | 6.1683
1995-09-09 08:00 | 253.7846 | 203.9975 | 353.8825 | 15.0336 | 1.3336 | 1.627 | 9.9233 | 17.9 | 0.15744 | 0 | 0.16956
1995-09-09 09:00 | 223.7013 | 198.0828 | 460.669 | 15.3012 | 1.3336 | 1.6293 | 10.488 | 17.5443 | 0.16966 | 0 | 0
1995-09-09 10:00 | 211.3805 | 191.742 | 517.1665 | 14.7762 | 1.3336 | 1.6296 | 12.1064 | 17.4764 | 0.16966 | 0 | 0.058161
1995-09-09 11:00 | 213.2327 | 182.8756 | 544.8788 | 19.9466 | 1.3336 | 1.6197 | 10.5852 | 16.5323 | 0.16966 | 0.00067705 | 0
1995-09-09 12:00 | 214.8284 | 178.5875 | 545.4486 | 17.4718 | 1.3336 | 1.62 | 10.7975 | 16.8804 | 0.16966 | 0.0067616 | 0.27535
1995-09-09 13:00 | 221.9892 | 176.1967 | 529.5815 | 17.6163 | 1.3336 | 1.6128 | 12.8344 | 16.99 | 0.16966 | 0.0085515 | 0.027427
1995-09-09 14:00 | 233.6929 | 163.8038 | 466.957 | 15.5693 | 1.3336 | 1.6132 | 10.7153 | 16.8938 | 0.16966 | 0.00076696 | 0.13642
1995-09-09 15:00 | 259.9543 | 160.8706 | 371.2488 | 22.2309 | 1.9836 | 1.627 | 10.6091 | 16.9143 | 0.16966 | 0.0047035 | 3.023
1995-09-09 16:00 | 308.6511 | 154.2553 | 224.3607 | 21.7927 | 2.8551 | 1.6338 | 15.9383 | 17.9923 | 0.16966 | 0.010972 | 20.8388
1995-09-09 17:00 | 321.8774 | 141.8641 | 75.9006 | 22.4434 | 17.1926 | 1.6338 | 21.8897 | 18.0857 | 0.16966 | 0.0071377 | 28.1442
1995-09-09 18:00 | 334.9465 | 133.0735 | 6.5568 | 29.0124 | 17.1926 | 1.6338 | 15.3274 | 18.1107 | 0.47976 | 0.0094188 | 27.6412
1995-09-09 19:00 | 330.3836 | 122.3989 | 0 | 29.1479 | 17.1926 | 1.6276 | 20.8067 | 18.1152 | 0.47976 | 0.028678 | 19.3921
1995-09-09 20:00 | 327.0516 | 112.6946 | 0 | 40.8252 | 17.1926 | 1.6286 | 26.4769 | 18.1192 | 0.47976 | 0.029101 | 23.4161
1995-09-09 21:00 | 326.578 | 108.0386 | 0 | 46.0898 | 17.1926 | 1.6287 | 34.5183 | 18.0758 | 0.47976 | 0.029422 | 11.5389
1995-09-09 22:00 | 329.1001 | 110.8365 | 0 | 44.6597 | 17.1926 | 1.6288 | 36.5452 | 18.014 | 0.47976 | 0.071551 | 5.0462
1995-09-09 23:00 | 322.0703 | 116.0297 | 0 | 42.6307 | 17.1926 | 1.6275 | 25.4818 | 17.882 | 0.47976 | 0.074791 | 7.0721
1995-09-10 | 318.3259 | 124.6065 | 0 | 69.8979 | 18.7926 | 1.6277 | 42.7731 | 17.8455 | 1.2883 | 0.073397 | 25.5327
1995-09-10 01:00 | 312.3029 | 129.5166 | 0 | 63.7194 | 18.7926 | 1.6281 | 33.1019 | 17.8313 | 1.2883 | 0.069034 | 27.7721
1995-09-10 02:00 | 303.756 | 125.6021 | 0 | 57.628 | 18.7926 | 1.628 | 35.0843 | 17.7993 | 1.2473 | 0.068935 | 27.8553
1995-09-10 03:00 | 292.9067 | 120.1595 | 0 | 55.7283 | 18.7926 | 1.6278 | 40.3291 | 17.7693 | 1.0899 | 0.026727 | 36.1317
1995-09-10 04:00 | 285.9305 | 118.1221 | 0.079147 | 52.1524 | 18.7926 | 1.6288 | 39.6625 | 17.7592 | 1.0899 | 0.023947 | 47.8043
1995-09-10 05:00 | 279.0367 | 118.5712 | 10.388 | 59.2081 | 18.7926 | 1.6249 | 38.4855 | 17.855 | 1.1108 | 0.02341 | 60.175
1995-09-10 06:00 | 261.6809 | 116.5975 | 100.7526 | 57.702 | 18.7926 | 1.6552 | 37.9017 | 17.9697 | 1.2478 | 0.025351 | 44.7058
1995-09-10 07:00 | 238.476 | 113.6813 | 274.2007 | 40.4296 | 18.7926 | 1.6556 | 38.1027 | 18.0543 | 0.95989 | 0.013512 | 8.0182
1995-09-10 08:00 | 210.8163 | 113.4594 | 456.8876 | 43.7849 | 18.7926 | 1.6517 | 37.2451 | 18.0763 | 0.98081 | 0.013708 | 1.085
1995-09-10 09:00 | 176.0803 | 113.531 | 614.8698 | 29.5329 | 18.7926 | 1.6716 | 36.8197 | 18.0368 | 0.98081 | 0.011392 | 1.1197
1995-09-10 10:00 | 153.3347 | 112.7468 | 707.4686 | 43.3232 | 18.7926 | 1.6718 | 37.7134 | 17.9899 | 0.98081 | 0.013792 | 0.30482
1995-09-10 11:00 | 151.982 | 114.3832 | 734.8244 | 29.2592 | 18.7926 | 1.6346 | 36.8989 | 18.0183 | 0.98081 | 0.0049236 | 0.098005
1995-09-10 12:00 | 153.9267 | 115.3277 | 704.8679 | 44.3883 | 18.7926 | 1.6353 | 35.2067 | 17.9714 | 0.98081 | 0.052232 | 0.29591
1995-09-10 13:00 | 159.8776 | 118.7488 | 635.6859 | 32.7704 | 18.7926 | 1.6357 | 34.3787 | 17.9492 | 0.98081 | 1.4184 | 0.41078
1995-09-10 14:00 | 196.3525 | 117.2476 | 511.0195 | 33.766 | 18.7926 | 1.6358 | 34.8731 | 18.0096 | 0.98081 | 3.3178 | 1.1115
1995-09-10 15:00 | 203.7652 | 116.3307 | 369.9552 | 36.9479 | 18.7926 | 2.3768 | 34.2488 | 18.0415 | 1.2245 | 3.9306 | 12.7999
1995-09-10 16:00 | 205.5669 | 115.2885 | 197.1997 | 59.184 | 18.7926 | 2.3781 | 38.1579 | 18.0183 | 1.2245 | 4.6722 | 63.5061
1995-09-10 17:00 | 210.8933 | 118.2722 | 60.421 | 61.3476 | 17.41 | 2.3796 | 47.8872 | 18.0441 | 1.0875 | 3.246 | 112.6396
1995-09-10 18:00 | 208.3754 | 118.6398 | 5.6228 | 68.0563 | 17.41 | 2.3801 | 53.4706 | 18.0738 | 1.0875 | 3.8392 | 107.8781
1995-09-10 19:00 | 210.4603 | 116.1168 | 0 | 73.4971 | 17.41 | 2.3809 | 56.8756 | 18.0902 | 1.0706 | 3.4933 | 102.0706
1995-09-10 20:00 | 215.0285 | 116.0549 | 0 | 81.1007 | 17.41 | 2.3826 | 56.2002 | 18.0753 | 1.2058 | 4.8191 | 79.1116
1995-09-10 21:00 | 222.5786 | 116.1327 | 0 | 85.006 | 17.41 | 2.3735 | 56.6931 | 18.0346 | 1.2058 | 6.054 | 54.0535
1995-09-10 22:00 | 239.8927 | 115.56 | 0 | 75.7044 | 17.41 | 2.3794 | 57.3042 | 17.9705 | 1.2058 | 7.3576 | 44.3603
1995-09-10 23:00 | 235.2986 | 113.0749 | 0 | 80.2935 | 17.41 | 2.3835 | 53.5912 | 17.8707 | 1.1891 | 6.9714 | 29.3324
1995-09-11 | 235.1154 | 113.4049 | 0 | 64.0875 | 17.41 | 2.3872 | 127.7758 | 17.7062 | 1.1945 | 9.1663 | 5.8025
1995-09-11 01:00 | 234.332 | 116.8809 | 0 | 59.7063 | 17.41 | 2.3911 | 128.1776 | 17.6696 | 1.1945 | 9.1717 | 7.045
1995-09-11 02:00 | 234.4953 | 125.1704 | 0 | 52.2538 | 17.41 | 2.3936 | 127.8771 | 17.5795 | 1.2355 | 8.8774 | 8.8841
1995-09-11 03:00 | 233.3737 | 127.3507 | 0 | 43.2024 | 17.41 | 2.3717 | 123.8495 | 17.5987 | 1.3928 | 8.4381 | 18.652
1995-09-11 04:00 | 236.7499 | 131.6685 | 0.074018 | 46.9307 | 17.41 | 2.3689 | 124.0415 | 17.62 | 1.3928 | 8.5601 | 17.6843
1995-09-11 05:00 | 237.209 | 136.9304 | 13.1607 | 40.908 | 17.41 | 2.3603 | 124.4904 | 17.6401 | 1.3928 | 8.4367 | 14.6673
1995-09-11 06:00 | 233.9103 | 145.6475 | 93.1328 | 61.4215 | 17.41 | 2.3586 | 121.9074 | 17.737 | 1.3928 | 8.4134 | 21.2669
1995-09-11 07:00 | 225.2761 | 146.861 | 236.6314 | 41.6123 | 17.41 | 2.3526 | 111.1814 | 17.817 | 1.3719 | 8.3915 | 10.0857
1995-09-11 08:00 | 197.4171 | 142.9642 | 394.3813 | 38.6497 | 17.41 | 2.3506 | 96.3551 | 17.7679 | 1.3719 | 8.3898 | 2.3895
1995-09-11 09:00 | 185.3586 | 138.1713 | 524.3181 | 43.7214 | 17.41 | 2.35 | 84.7225 | 17.6975 | 1.3719 | 7.1482 | 1.5496
1995-09-11 10:00 | 156.6068 | 134.0068 | 618.4354 | 41.8153 | 17.41 | 2.3469 | 85.6817 | 17.684 | 1.4162 | 7.1468 | 3.0893
1995-09-11 11:00 | 156.884 | 141.4393 | 657.0191 | 38.4434 | 17.41 | 2.3433 | 83.975 | 17.6684 | 1.4162 | 7.1468 | 4.0143
1995-09-11 12:00 | 173.5022 | 148.5176 | 651.9263 | 45.3578 | 17.41 | 2.3413 | 84.5615 | 17.6557 | 1.4162 | 7.1482 | 0
1995-09-11 13:00 | 170.6265 | 155.4901 | 619.6997 | 34.6604 | 17.41 | 2.3396 | 83.8239 | 17.5956 | 1.4162 | 7.1468 | 1.1317
1995-09-11 14:00 | 183.6945 | 163.7307 | 526.1609 | 38.7524 | 17.41 | 2.3467 | 83.0408 | 17.5843 | 1.4592 | 7.1468 | 2.7123
1995-09-11 15:00 | 183.7112 | 160.9437 | 391.8045 | 39.9454 | 17.41 | 2.3492 | 84.0109 | 17.6548 | 1.4592 | 7.1471 | 9.0153
1995-09-11 16:00 | 183.7723 | 154.755 | 220.2914 | 42.5774 | 17.41 | 2.3527 | 92.9782 | 17.7282 | 1.4814 | 7.2706 | 24.2502
1995-09-11 17:00 | 182.6856 | 153.8827 | 73.5949 | 54.0498 | 17.41 | 2.3554 | 96.2486 | 17.8036 | 1.5975 | 7.3271 | 67.7065
1995-09-11 18:00 | 186.9878 | 148.5662 | 5.5624 | 60.7322 | 17.41 | 2.357 | 119.3379 | 17.8352 | 1.5025 | 9.2233 | 76.294
1995-09-11 19:00 | 191.6041 | 139.9927 | 0 | 66.2316 | 17.41 | 2.3575 | 120.7665 | 17.8526 | 1.5193 | 10.8631 | 55.5422
1995-09-11 20:00 | 189.2541 | 129.7824 | 0 | 77.0165 | 17.41 | 2.3519 | 121.3147 | 17.8821 | 1.5415 | 10.8631 | 36.1262
1995-09-11 21:00 | 184.8915 | 126.55 | 0 | 73.2207 | 17.41 | 2.3475 | 124.4636 | 17.8308 | 1.5415 | 9.2233 | 30.4762
1995-09-11 22:00 | 186.9901 | 117.1612 | 0 | 82.3785 | 17.41 | 2.3492 | 125.2586 | 17.8335 | 1.5415 | 9.2233 | 33.7009
1995-09-11 23:00 | 175.7809 | 116.5839 | 0 | 66.709 | 17.41 | 2.3496 | 125.4026 | 17.7589 | 1.5581 | 9.2233 | 29.1586
1995-09-12 | 166.0809 | 118.8884 | 0 | 77.9965 | 17.41 | 2.3502 | 137.0435 | 17.6193 | 1.5581 | 21.123 | 14.046
1995-09-12 01:00 | 157.0675 | 120.3517 | 0 | 73.9887 | 17.41 | 2.351 | 131.6002 | 17.5681 | 1.5581 | 21.123 | 20.3499
1995-09-12 02:00 | 148.7038 | 118.8907 | 0 | 73.9189 | 17.41 | 2.3517 | 133.3178 | 17.5676 | 1.5581 | 21.0665 | 11.4064
1995-09-12 03:00 | 142.4147 | 114.2324 | 0 | 72.9742 | 17.41 | 2.352 | 133.6777 | 17.5875 | 1.5581 | 21.0665 | 12.4495
1995-09-12 04:00 | 133.7908 | 103.8643 | 0.071198 | 56.1856 | 17.41 | 2.3507 | 143.0132 | 17.5736 | 1.5581 | 21.0665 | 14.8394
1995-09-12 05:00 | 125.0392 | 91.7077 | 13.1755 | 61.2918 | 17.41 | 2.3542 | 142.8354 | 17.6001 | 1.5581 | 21.4319 | 25.0038
1995-09-12 06:00 | 114.4924 | 80.9467 | 103.7748 | 64.9971 | 17.41 | 2.3569 | 136.8444 | 17.6452 | 1.5581 | 20.7787 | 16.4035
1995-09-12 07:00 | 101.3786 | 75.5526 | 280.5539 | 51.4991 | 17.41 | 2.355 | 122.1712 | 17.6391 | 1.536 | 20.7787 | 7.8344
1995-09-12 08:00 | 82.8702 | 70.5818 | 475.5854 | 35.5736 | 17.41 | 2.3531 | 89.7252 | 17.6262 | 1.536 | 16.7395 | 0
1995-09-12 09:00 | 75.6283 | 67.2857 | 621.4475 | 36.7449 | 17.41 | 2.3494 | 77.5154 | 17.5902 | 1.536 | 14.5617 | 0
1995-09-12 10:00 | 75.5378 | 64.745 | 709.0455 | 30.1281 | 17.41 | 2.34 | 77.6991 | 17.5939 | 1.536 | 14.5617 | 0
1995-09-12 11:00 | 66.5895 | 61.47 | 736.4682 | 32.5993 | 17.41 | 2.3368 | 77.8099 | 17.6071 | 1.5026 | 14.5291 | 0
1995-09-12 12:00 | 77.086 | 60.3768 | 700.0626 | 31.6454 | 17.41 | 2.3354 | 77.9907 | 17.5857 | 1.4804 | 14.5617 | 0.019455
1995-09-12 13:00 | 73.3222 | 57.438 | 639.1606 | 31.2355 | 17.41 | 2.3349 | 77.3963 | 17.4791 | 1.4804 | 14.9272 | 0
1995-09-12 14:00 | 86.4538 | 54.197 | 492.4703 | 37.1845 | 17.41 | 2.3363 | 77.4127 | 17.532 | 1.4583 | 16.0915 | 0.0059433
1995-09-12 15:00 | 121.1388 | 48.7369 | 353.8474 | 47.8225 | 17.41 | 2.3392 | 85.7036 | 17.6213 | 1.4583 | 17.5726 | 2.1841
1995-09-12 16:00 | 128.2144 | 42.4019 | 187.4806 | 57.9046 | 17.41 | 2.3434 | 104.8969 | 17.654 | 1.4388 | 19.269 | 37.0123
1995-09-12 17:00 | 144.9902 | 40.6824 | 62.2855 | 70.7989 | 17.41 | 2.3478 | 109.4186 | 17.752 | 1.4388 | 19.3852 | 60.9977
1995-09-12 18:00 | 154.8106 | 38.1495 | 4.517 | 72.0163 | 17.41 | 2.3497 | 108.878 | 17.7604 | 1.5338 | 21.7201 | 67.0685
1995-09-12 19:00 | 165.3413 | 37.3816 | 0 | 70.8329 | 17.41 | 2.3501 | 110.4008 | 17.7911 | 1.5338 | 21.6628 | 51.3304
1995-09-12 20:00 | 167.8824 | 33.4037 | 0 | 73.7888 | 17.41 | 2.3503 | 111.8498 | 17.8246 | 1.5338 | 21.7201 | 55.724
1995-09-12 21:00 | 167.4556 | 31.805 | 0 | 81.9995 | 17.41 | 2.3381 | 111.8191 | 17.7622 | 1.5338 | 21.6507 | 38.4731
1995-09-12 22:00 | 156.1554 | 31.2914 | 0 | 72.3926 | 17.41 | 2.3391 | 112.4561 | 17.7279 | 1.4887 | 21.6729 | 52.9194
1995-09-12 23:00 | 153.712 | 29.5093 | 0 | 68.6839 | 17.41 | 2.3402 | 132.5187 | 17.6926 | 1.4887 | 21.7201 | 28.0631
1995-09-13 | 156.1658 | 27.8609 | 0 | 90.192 | 17.41 | 2.3409 | 139.193 | 17.676 | 1.4679 | 11.6301 | 42.6662
1995-09-13 01:00 | 159.2472 | 26.5726 | 0 | 89.8887 | 17.41 | 2.3186 | 116.6602 | 17.5159 | 1.4679 | 10.0495 | 49.179
1995-09-13 02:00 | 167.7352 | 26.3113 | 0 | 78.8381 | 17.41 | 2.3191 | 136.6014 | 17.5443 | 1.4679 | 9.1443 | 17.9744
1995-09-13 03:00 | 178.0842 | 25.0086 | 0 | 74.594 | 17.41 | 2.3185 | 103.9696 | 17.5449 | 1.4679 | 9.0325 | 33.9093
1995-09-13 04:00 | 186.2848 | 23.2325 | 0.067631 | 73.6109 | 17.41 | 2.315 | 101.2107 | 17.5167 | 1.4679 | 5.3261 | 31.753
1995-09-13 05:00 | 193.3445 | 21.5244 | 13.0223 | 71.5728 | 17.41 | 2.3176 | 100.1566 | 17.6278 | 1.4679 | 5.3164 | 20.1112
1995-09-13 06:00 | 194.8837 | 22.9195 | 85.4884 | 56.3506 | 17.41 | 1.5747 | 94.3757 | 17.8255 | 1.4679 | 5.3164 | 17.8745
1995-09-13 07:00 | 187.6759 | 24.335 | 224.6499 | 58.4817 | 17.41 | 1.5737 | 86.2366 | 17.9676 | 1.4997 | 4.6899 | 10.2867
1995-09-13 08:00 | 171.3493 | 29.2581 | 378.5554 | 43.5911 | 16.76 | 1.5732 | 83.3381 | 18.0101 | 1.4997 | 0.22148 | 2.3439
1995-09-13 09:00 | 149.3637 | 32.0125 | 482.2242 | 41.9002 | 16.76 | 1.5731 | 83.5154 | 17.9239 | 1.4997 | 0.22148 | 0
1995-09-13 10:00 | 156.7417 | 28.653 | 560.602 | 38.195 | 16.76 | 1.563 | 83.3953 | 17.9928 | 1.4997 | 0.22148 | 0
1995-09-13 11:00 | 153.2266 | 25.2906 | 586.8393 | 32.8753 | 16.76 | 1.5635 | 80.8556 | 17.9734 | 1.5165 | 0.22148 | 0.4819
1995-09-13 12:00 | 170.055 | 23.3293 | 564.6094 | 33.092 | 16.76 | 1.5639 | 72.0031 | 17.8949 | 1.5165 | 0.22148 | 0.80019
1995-09-13 13:00 | 187.9662 | 24.2235 | 499.6502 | 34.0816 | 16.76 | 1.5636 | 75.9967 | 17.8991 | 1.5165 | 0.22148 | 0
1995-09-13 14:00 | 211.6627 | 23.6803 | 404.1655 | 39.5359 | 17.41 | 1.5767 | 84.2227 | 17.9584 | 1.5177 | 0.22148 | 1.6385
1995-09-13 15:00 | 214.2404 | 28.2338 | 284.2901 | 43.8744 | 16.0273 | 1.5764 | 91.1634 | 17.9395 | 1.5177 | 0.24142 | 9.0839
1995-09-13 16:00 | 256.3294 | 34.7753 | 158.0828 | 59.565 | 16.0273 | 1.576 | 100.6982 | 17.9889 | 1.5372 | 1.8898 | 20.7472
1995-09-13 17:00 | 274.1211 | 42.6756 | 66.3734 | 57.1123 | 16.0273 | 1.566 | 103.1122 | 18.0522 | 1.5581 | 3.0081 | 17.7653
1995-09-13 18:00 | 284.4765 | 51.2327 | 5.5603 | 64.6524 | 16.0273 | 1.5657 | 115.4604 | 18.0263 | 1.5581 | 4.9543 | 15.5837
1995-09-13 19:00 | 288.3701 | 64.302 | 0 | 64.5907 | 16.0273 | 1.5655 | 115.0592 | 18.0542 | 1.5581 | 5.8273 | 17.2159
1995-09-13 20:00 | 285.2949 | 81.9207 | 0 | 60.6776 | 16.0273 | 1.5623 | 122.2283 | 18.0409 | 1.374 | 6.4846 | 11.6574
1995-09-13 21:00 | 279.063 | 102.5801 | 0 | 61.8557 | 16.0273 | 1.5627 | 121.5538 | 17.975 | 1.335 | 6.3374 | 10.2594
1995-09-13 22:00 | 262.7887 | 118.469 | 0 | 57.3964 | 16.0273 | 1.5628 | 103.7046 | 17.8983 | 1.3801 | 3.4656 | 26.7423
1995-09-13 23:00 | 253.7273 | 125.4934 | 0 | 56.7873 | 16.0273 | 1.5626 | 113.8475 | 17.8164 | 1.335 | 2.1059 | 9.9261
1995-09-14 | 249.2499 | 126.2792 | 0 | 74.3925 | 16.0273 | 1.5616 | 112.6785 | 17.6932 | 1.3516 | 2.0494 | 11.8043
1995-09-14 01:00 | 245.6188 | 131.9539 | 0 | 62.7186 | 16.0273 | 1.5614 | 112.4726 | 17.6595 | 1.2002 | 2.0494 | 9.9188
1995-09-14 02:00 | 246.6468 | 128.3693 | 0 | 56.2077 | 16.0273 | 1.5612 | 112.9821 | 17.6271 | 1.178 | 2.0494 | 13.1689
1995-09-14 03:00 | 240.2981 | 123.1941 | 0 | 57.5309 | 16.0273 | 1.5606 | 111.6199 | 17.6252 | 1.178 | 2.0494 | 13.4623
1995-09-14 04:00 | 237.8967 | 120.4156 | 0.065141 | 54.9929 | 16.0273 | 1.5719 | 91.2212 | 17.5553 | 1.178 | 2.0494 | 32.2691
1995-09-14 05:00 | 235.1001 | 122.0023 | 11.0085 | 55.1292 | 16.0273 | 1.5708 | 106.3059 | 17.6019 | 1.137 | 2.0494 | 13.4665
1995-09-14 06:00 | 233.0205 | 121.449 | 69.1616 | 49.3545 | 16.0273 | 1.5701 | 81.5427 | 17.8004 | 1.137 | 2.0295 | 28.2999
1995-09-14 07:00 | 224.7801 | 120.584 | 201.8827 | 55.2204 | 16.0273 | 1.5696 | 87.9693 | 17.9426 | 1.1285 | 2.0295 | 10.4047
1995-09-14 08:00 | 204.2255 | 120.2806 | 358.5361 | 39.6354 | 15.3773 | 1.5697 | 81.0565 | 17.9511 | 1.241 | 2.0295 | 0.43522
1995-09-14 09:00 | 194.0324 | 115.3502 | 474.7816 | 37.8182 | 9.8061 | 1.5701 | 58.7208 | 17.9205 | 1.3421 | 0.22148 | 0.032796
1995-09-14 10:00 | 180.2982 | 121.1615 | 558.2567 | 35.9046 | 2.9336 | 1.5733 | 53.3567 | 17.8912 | 1.3421 | 0.22148 | 0.26945
1995-09-14 11:00 | 178.066 | 128.3308 | 573.4484 | 31.8861 | 2.9336 | 1.576 | 35.2745 | 17.8958 | 1.3421 | 0.22148 | 0.43522
1995-09-14 12:00 | 181.0197 | 145.1 | 559.6522 | 28.3413 | 2.9336 | 1.5766 | 32.3506 | 17.8614 | 1.3433 | 0.22148 | 0.26113
1995-09-14 13:00 | 173.4668 | 158.7819 | 512.7271 | 34.714 | 2.9336 | 1.593 | 37.345 | 17.8673 | 1.3433 | 0.22148 | 0.049712
1995-09-14 14:00 | 195.746 | 167.2369 | 448.0991 | 36.6181 | 2.9336 | 1.5934 | 54.9793 | 17.7606 | 1.3643 | 0.22148 | 0.42175
1995-09-14 15:00 | 202.9214 | 165.7292 | 324.8066 | 40.7833 | 3.5836 | 1.5852 | 75.0179 | 17.8781 | 1.3643 | 0.22148 | 7.6423
1995-09-14 16:00 | 220.1456 | 163.563 | 193.2681 | 50.0241 | 15.7579 | 1.585 | 84.4002 | 17.8536 | 1.4767 | 0.22148 | 30.0551
1995-09-14 17:00 | 232.6379 | 161.5193 | 65.6326 | 49.7463 | 16.0273 | 1.5851 | 91.6785 | 17.8407 | 1.4599 | 2.0494 | 25.9152
1995-09-14 18:00 | 230.8478 | 152.5933 | 4.5086 | 63.513 | 16.0273 | 1.5534 | 107.5466 | 17.7948 | 1.4599 | 2.0494 | 30.485
1995-09-14 19:00 | 239.075 | 147.1213 | 0 | 58.9128 | 16.0273 | 1.5536 | 102.9893 | 17.9147 | 0.66091 | 2.0494 | 34.6337
1995-09-14 20:00 | 239.76 | 140.2446 | 0 | 60.2294 | 16.0273 | 1.5541 | 122.1943 | 17.8998 | 0.67774 | 2.0494 | 25.0508
1995-09-14 21:00 | 232.5276 | 133.1561 | 0 | 62.2406 | 16.0273 | 1.5732 | 122.468 | 17.8796 | 0.67774 | 2.0494 | 26.5626
1995-09-14 22:00 | 244.5398 | 128.7006 | 0 | 61.9443 | 16.0273 | 1.5737 | 121.8332 | 17.7276 | 0.67774 | 2.0494 | 19.6716
1995-09-14 23:00 | 244.3681 | 125.6565 | 0 | 41.588 | 16.0273 | 1.5739 | 121.7049 | 17.6987 | 0.70599 | 2.0494 | 24.7619
1995-09-15 | 247.4061 | 123.1087 | 0 | 48.0506 | 15.5745 | 2.3184 | 119.5571 | 17.4652 | 0.70599 | 13.0707 | 21.8548
1995-09-15 01:00 | 249.4551 | 122.3365 | 0 | 39.8315 | 14.4273 | 2.3186 | 118.3224 | 17.3719 | 0.70599 | 12.7994 | 20.8945
1995-09-15 02:00 | 255.0105 | 118.8487 | 0 | 48.2022 | 14.4273 | 2.3186 | 118.9991 | 17.3401 | 0.72814 | 9.546 | 21.2098
1995-09-15 03:00 | 251.1151 | 116.3403 | 0 | 42.6582 | 14.4273 | 2.3266 | 118.8283 | 17.3277 | 0.72814 | 9.0474 | 16.3987
1995-09-15 04:00 | 253.6786 | 115.2057 | 0.066447 | 37.1592 | 14.4273 | 2.3263 | 115.6754 | 17.3577 | 0.72814 | 8.7484 | 18.4454
1995-09-15 05:00 | 251.8944 | 114.0955 | 8.1706 | 37.3771 | 13.7773 | 2.132 | 116.441 | 17.3884 | 0.76914 | 8.7328 | 22.7206
1995-09-15 06:00 | 247.6809 | 113.975 | 70.5591 | 38.0458 | 13.7773 | 1.5802 | 107.8067 | 17.5937 | 0.74699 | 6.0989 | 6.3185
1995-09-15 07:00 | 233.838 | 113.6646 | 220.5194 | 36.4649 | 13.7773 | 1.5798 | 92.6727 | 17.6982 | 0.76359 | 5.3008 | 0.5776
1995-09-15 08:00 | 212.0983 | 114.2248 | 382.2293 | 38.0297 | 13.5398 | 1.5801 | 44.9624 | 17.7267 | 0.70669 | 0.22148 | 0.68784
1995-09-15 09:00 | 194.5237 | 112.6386 | 512.9402 | 35.9736 | 1.3336 | 1.5817 | 32.4996 | 17.7179 | 0.66261 | 0.22148 | 0.19743
1995-09-15 10:00 | 185.2196 | 101.4278 | 599.0978 | 27.441 | 1.3336 | 1.5822 | 33.8769 | 17.7362 | 0.66261 | 0.22148 | 0.47209
1995-09-15 11:00 | 193.966 | 99.7329 | 602.2116 | 25.1952 | 1.3336 | 1.5827 | 32.9225 | 17.6777 | 0.67927 | 0.22148 | 0.47704
1995-09-15 12:00 | 181.937 | 93.3453 | 592.4536 | 32.9215 | 1.3336 | 1.5831 | 32.1974 | 17.5338 | 0.67804 | 0.22148 | 0.46009
1995-09-15 13:00 | 201.7099 | 89.0577 | 540.3447 | 30.554 | 1.3336 | 1.5831 | 38.252 | 17.3057 | 0.65712 | 0.22148 | 0.18613
1995-09-15 14:00 | 223.5449 | 82.1722 | 456.9817 | 35.2277 | 1.3336 | 1.5516 | 58.4879 | 17.6739 | 0.65712 | 0.22148 | 1.7377
1995-09-15 15:00 | 248.4737 | 74.8885 | 326.1294 | 36.6313 | 1.3336 | 2.3205 | 62.2387 | 17.7106 | 0.7581 | 5.7528 | 1.1898
1995-09-15 16:00 | 249.0088 | 68.4432 | 195.7457 | 40.4637 | 13.7773 | 2.3205 | 83.9342 | 17.771 | 0.78025 | 6.8683 | 14.3173
1995-09-15 17:00 | 275.3185 | 63.2094 | 62.2873 | 32.3697 | 13.7773 | 2.324 | 87.156 | 17.7978 | 0.79708 | 8.6922 | 27.4396
1995-09-15 18:00 | 271.3584 | 59.985 | 3.9423 | 40.1743 | 13.7773 | 2.3243 | 107.1046 | 17.8145 | 0.77758 | 8.6922 | 21.8664
1995-09-15 19:00 | 266.5345 | 56.6654 | 0 | 40.955 | 13.7773 | 2.3053 | 110.9476 | 17.8432 | 0.75543 | 8.6922 | 19.7188
1995-09-15 20:00 | 261.6826 | 53.9681 | 0 | 43.3245 | 13.8608 | 2.3028 | 116.5058 | 17.8249 | 0.75543 | 8.6922 | 28.7407
1995-09-15 21:00 | 253.6749 | 52.877 | 0 | 38.4672 | 14.4273 | 2.3037 | 119.1518 | 17.7635 | 0.75543 | 10.788 | 39.0466
1995-09-15 22:00 | 248.1447 | 49.5423 | 0 | 44.8127 | 14.0949 | 2.3043 | 120.1196 | 17.6949 | 0.73328 | 10.3717 | 30.4308
1995-09-15 23:00 | 242.3136 | 48.7984 | 0 | 42.0063 | 13.7773 | 2.3454 | 117.3189 | 17.6467 | 0.75011 | 10.9522 | 32.1939
1995-09-16 | 230.0378 | 52.2345 | 0 | 62.5457 | 14.4273 | 1.8873 | 120.5649 | 17.6748 | 0.75011 | 8.6922 | 36.7629
1995-09-16 01:00 | 223.7006 | 54.5243 | 0 | 55.229 | 14.4273 | 1.5988 | 120.789 | 17.6548 | 0.76694 | 8.6922 | 28.0866
1995-09-16 02:00 | 219.732 | 56.9485 | 0 | 47.5158 | 14.4273 | 1.5748 | 114.445 | 17.5725 | 0.76694 | 8.6922 | 31.5904
1995-09-16 03:00 | 209.9318 | 59.7212 | 0 | 52.2824 | 14.4273 | 1.5742 | 114.1265 | 17.496 | 0.74479 | 8.2333 | 22.2336
1995-09-16 04:00 | 204.5542 | 64.0167 | 0.062569 | 44.0826 | 14.4273 | 1.5728 | 85.6891 | 17.4842 | 0.72388 | 6.2162 | 43.0474
1995-09-16 05:00 | 192.8984 | 69.8535 | 8.3299 | 46.2433 | 14.4273 | 1.572 | 87.8734 | 17.4422 | 0.72388 | 6.2162 | 39.1857
1995-09-16 06:00 | 183.3967 | 73.9572 | 79.9967 | 37.3234 | 13.7773 | 1.5717 | 89.5818 | 17.5179 | 0.74603 | 2.8248 | 15.9885
1995-09-16 07:00 | 163.5687 | 76.3436 | 241.8544 | 38.9792 | 13.7773 | 1.5714 | 67.0678 | 17.947 | 0.76286 | 2.0338 | 10.879
1995-09-16 08:00 | 145.0711 | 75.7328 | 426.1654 | 34.0513 | 13.7773 | 1.5717 | 32.5856 | 18.0006 | 0.76286 | 0.22148 | 1.0938
1995-09-16 09:00 | 119.0722 | 74.6032 | 579.4798 | 37.8471 | 13.7773 | 1.572 | 31.4477 | 17.9616 | 0.76286 | 0.22148 | 1.4965
1995-09-16 10:00 | 117.6129 | 81.8156 | 642.8598 | 31.7756 | 10.1547 | 1.5726 | 31.2153 | 17.9438 | 0.76286 | 0.22148 | 0
1995-09-16 11:00 | 104.739 | 78.3837 | 681.3794 | 26.6111 | 3.3215 | 1.6029 | 31.2171 | 17.9401 | 0.76286 | 0.22148 | 0.2776
1995-09-16 12:00 | 117.9926 | 72.1448 | 659.0174 | 28.8333 | 3.6592 | 1.6039 | 31.085 | 17.8611 | 0.78501 | 0.22148 | 0.0011196
1995-09-16 13:00 | 110.6492 | 68.5124 | 610.5544 | 37.2268 | 6.6971 | 1.6041 | 30.8581 | 17.8588 | 0.80592 | 0.22148 | 0.43578
1995-09-16 14:00 | 129.4586 | 67.3771 | 521.1012 | 35.8923 | 13.7773 | 1.6047 | 30.8069 | 17.8932 | 0.78909 | 0.22148 | 0.47279
1995-09-16 15:00 | 146.1592 | 71.4532 | 355.1663 | 38.0762 | 14.4273 | 1.6163 | 61.2523 | 17.9412 | 0.78909 | 0.24173 | 6.7537
1995-09-16 16:00 | 161.6293 | 79.4264 | 195.7303 | 41.182 | 14.4273 | 2.3473 | 104.5334 | 17.9027 | 0.78909 | 7.0077 | 33.8538
1995-09-16 17:00 | 163.1247 | 90.0162 | 62.6158 | 50.1409 | 14.4273 | 1.6066 | 104.1553 | 17.9369 | 0.78909 | 6.8842 | 50.1436
1995-09-16 18:00 | 171.417 | 94.3749 | 3.7465 | 45.8859 | 14.4273 | 1.6066 | 101.4153 | 17.9603 | 0.80859 | 11.0087 | 62.5544
1995-09-16 19:00 | 173.5887 | 98.1565 | 0 | 46.2606 | 14.4273 | 1.6165 | 122.2195 | 18.0239 | 0.83074 | 8.7487 | 36.5714
1995-09-16 20:00 | 173.5272 | 97.1646 | 0 | 42.4404 | 14.4273 | 1.6128 | 123.302 | 18.0145 | 0.76676 | 11.0087 | 23.8854
1995-09-16 21:00 | 168.8861 | 96.334 | 0 | 59.2926 | 14.4273 | 1.6139 | 133.2322 | 17.9831 | 0.76676 | 8.7487 | 23.0624
1995-09-16 22:00 | 169.7808 | 85.4568 | 0 | 56.2247 | 14.4273 | 1.6142 | 133.7416 | 17.9059 | 0.78891 | 11.0087 | 15.5186
1995-09-16 23:00 | 161.6888 | 79.8164 | 0 | 50.8498 | 14.4273 | 1.6126 | 131.6836 | 17.8308 | 0.78891 | 11.0087 | 11.201
1995-09-17 | 160.8866 | 77.8356 | 0 | 95.8277 | 14.4273 | 1.623 | 120.93 | 17.8389 | 0.768 | 2.0497 | 28.5252
1995-09-17 01:00 | 151.8686 | 78.3128 | 0 | 91.1717 | 14.4273 | 1.6244 | 120.9636 | 17.8123 | 0.768 | 2.0497 | 17.1067
1995-09-17 02:00 | 146.2901 | 80.4578 | 0 | 73.2669 | 14.4273 | 1.6098 | 124.7253 | 17.7975 | 0.768 | 2.0497 | 43.5086
1995-09-17 03:00 | 143.2253 | 82.4699 | 0 | 82.2745 | 14.4273 | 1.6097 | 111.8816 | 17.7931 | 0.79015 | 2.0963 | 28.0762
1995-09-17 04:00 | 140.2976 | 87.8864 | 0.06048 | 72.5992 | 14.4273 | 1.6087 | 102.7668 | 17.8283 | 0.79423 | 2.0963 | 37.8245
1995-09-17 05:00 | 135.3956 | 96.2132 | 11.3689 | 67.8951 | 14.4273 | 1.6389 | 116.282 | 17.8809 | 0.79423 | 2.0497 | 56.4253
1995-09-17 06:00 | 127.7185 | 103.0971 | 89.7433 | 74.7288 | 14.4273 | 1.643 | 119.8386 | 18.0638 | 0.79423 | 2.0497 | 34.2037
1995-09-17 07:00 | 116.5058 | 109.0626 | 252.3128 | 62.9041 | 14.4273 | 1.6435 | 108.1602 | 18.163 | 0.79423 | 2.0497 | 13.3101
1995-09-17 08:00 | 102.5649 | 113.2361 | 435.9828 | 58.0866 | 14.4273 | 1.6268 | 96.1409 | 18.1844 | 0.79423 | 2.0497 | 1.3962
1995-09-17 09:00 | 94.2314 | 110.6793 | 595.2734 | 43.9603 | 14.4273 | 1.6278 | 89.79 | 18.1247 | 0.49104 | 2.0494 | 0.70954
1995-09-17 10:00 | 82.4899 | 99.3118 | 706.4727 | 53.2502 | 14.4273 | 1.6282 | 88.1781 | 18.1064 | 0.49104 | 2.0494 | 0
1995-09-17 11:00 | 83.9344 | 102.9308 | 746.1299 | 46.9352 | 14.4273 | 1.6289 | 89.6376 | 18.1063 | 0.62794 | 2.0494 | 0.23339
1995-09-17 12:00 | 84.7022 | 112.805 | 734.5262 | 51.927 | 14.4273 | 1.6285 | 88.3797 | 18.0617 | 0.49104 | 2.0494 | 0.00067898
1995-09-17 13:00 | 97.583 | 113.2179 | 664.7577 | 48.3652 | 14.4273 | 1.6292 | 86.9369 | 18.0515 | 0.49104 | 2.0494 | 0
1995-09-17 14:00 | 112.1719 | 110.8619 | 544.3678 | 41.3171 | 14.4273 | 1.6295 | 89.9316 | 18.0842 | 0.49104 | 2.0494 | 6.522
1995-09-17 15:00 | 130.9999 | 110.1869 | 378.961 | 50.8667 | 14.4273 | 1.6277 | 94.9413 | 18.1316 | 0.49104 | 2.0497 | 11.6902
1995-09-17 16:00 | 145.9908 | 109.9869 | 190.4653 | 62.0043 | 14.4273 | 1.6257 | 96.9231 | 18.1523 | 0.46889 | 2.0963 | 49.6981
1995-09-17 17:00 | 165.2685 | 111.9978 | 50.8806 | 68.7948 | 15.81 | 1.626 | 99.9458 | 18.1432 | 0.44674 | 2.0963 | 85.3757
1995-09-17 18:00 | 183.1447 | 119.3835 | 3.0175 | 79.2229 | 15.81 | 1.6257 | 107.4454 | 18.1711 | 0.44674 | 2.0963 | 70.3993
1995-09-17 19:00 | 191.4576 | 128.7918 | 0 | 89.0795 | 15.81 | 1.6275 | 111.4375 | 18.1785 | 0.44674 | 2.0963 | 62.527
1995-09-17 20:00 | 191.6528 | 134.506 | 0 | 87.7446 | 15.81 | 1.617 | 116.6577 | 18.1918 | 0.46889 | 2.0963 | 35.2792
1995-09-17 21:00 | 185.5026 | 135.6046 | 0 | 77.2783 | 15.81 | 1.6044 | 117.2832 | 18.1172 | 0.46889 | 2.0963 | 37.0426
1995-09-17 22:00 | 186.2173 | 134.1128 | 0 | 82.3035 | 15.81 | 1.6062 | 116.554 | 18.0349 | 0.46889 | 2.0963 | 20.1042
1995-09-17 23:00 | 178.4896 | 133.2237 | 0 | 74.8854 | 15.81 | 1.6071 | 115.7174 | 17.9518 | 0.60353 | 2.0963 | 32.6407
1995-09-18 | 170.9695 | 123.4969 | 0 | 92.4353 | 17.41 | 1.6072 | 75.2693 | 17.8481 | 0.79176 | 2.0963 | 27.9856
1995-09-18 01:00 | 166.0648 | 113.4259 | 0 | 87.19 | 17.41 | 1.6074 | 74.9737 | 17.7564 | 0.79176 | 2.0963 | 14.8913
1995-09-18 02:00 | 164.4371 | 110.3469 | 0 | 89.4847 | 17.41 | 1.6067 | 75.0947 | 17.7389 | 0.79176 | 2.0963 | 33.7135
1995-09-18 03:00 | 169.9068 | 116.9283 | 0 | 88.8163 | 17.41 | 1.606 | 74.5819 | 17.7269 | 0.79176 | 2.0963 | 8.4274
1995-09-18 04:00 | 177.9134 | 124.3215 | 0.057918 | 82.1612 | 17.41 | 1.6214 | 72.8404 | 17.7389 | 0.80859 | 2.0497 | 37.0691
1995-09-18 05:00 | 183.8179 | 131.4192 | 8.7471 | 82.9696 | 17.41 | 1.6106 | 71.3073 | 17.7953 | 0.80859 | 2.0494 | 35.0317
1995-09-18 06:00 | 184.6451 | 138.3653 | 84.9371 | 82.6556 | 17.41 | 1.6108 | 68.5669 | 17.8374 | 0.80859 | 2.0494 | 8.2698
1995-09-18 07:00 | 172.7194 | 145.1209 | 248.9441 | 73.8219 | 17.41 | 1.5771 | 67.4848 | 17.8865 | 0.80859 | 2.0494 | 20.4632
1995-09-18 08:00 | 150.4016 | 151.7969 | 431.5004 | 69.8402 | 17.41 | 1.5779 | 57.7164 | 17.837 | 0.80859 | 0.24142 | 0.22265
1995-09-18 09:00 | 135.8614 | 154.1173 | 578.558 | 61.9964 | 17.41 | 1.5784 | 57.6257 | 17.7868 | 1.1779 | 0.24142 | 3.535
1995-09-18 10:00 | 133.6906 | 152.1055 | 669.955 | 62.9629 | 17.41 | 1.5794 | 57.2971 | 17.7878 | 1.1597 | 0.24142 | 1.4243
1995-09-18 11:00 | 137.4112 | 147.3461 | 703.3191 | 59.2968 | 17.41 | 1.5797 | 56.9941 | 17.7548 | 0.80859 | 0.24142 | 1.1606
1995-09-18 12:00 | 140.3872 | 136.7462 | 689.5136 | 62.4984 | 17.41 | 1.5813 | 56.6287 | 17.7142 | 0.80859 | 0.24142 | 0.18591
1995-09-18 13:00 | 146.3649 | 121.9063 | 623.8971 | 61.1956 | 17.41 | 1.5835 | 56.127 | 17.638 | 0.80859 | 0.24142 | 1.3962
1995-09-18 14:00 | 163.5576 | 112.9595 | 502.1493 | 59.0146 | 17.41 | 1.5837 | 56.6995 | 17.6221 | 0.82542 | 0.24142 | 14.9088
1995-09-18 15:00 | 183.4312 | 105.3647 | 348.6827 | 62.0876 | 17.41 | 1.5837 | 56.7949 | 17.6779 | 0.82542 | 0.24142 | 4.2137
1995-09-18 16:00 | 202.96 | 105.1274 | 172.7817 | 79.5242 | 17.41 | 1.5835 | 62.088 | 17.7541 | 0.82542 | 0.24142 | 28.9268
1995-09-18 17:00 | 228.5249 | 106.2341 | 44.3136 | 70.5275 | 15.81 | 1.5845 | 64.2773 | 17.8056 | 0.82542 | 0.24142 | 69.6749
1995-09-18 18:00 | 247.489 | 112.6319 | 2.6589 | 78.7421 | 15.81 | 1.5831 | 59.2446 | 17.8572 | 0.78644 | 2.0494 | 80.1107
1995-09-18 19:00 | 254.5619 | 114.5659 | 0 | 75.9118 | 15.81 | 1.583 | 60.6622 | 17.8701 | 0.78644 | 2.0494 | 67.4741
1995-09-18 20:00 | 259.3341 | 114.3357 | 0 | 78.0002 | 15.81 | 1.5659 | 61.241 | 17.8714 | 0.74214 | 2.0494 | 43.6433
1995-09-18 21:00 | 257.9437 | 111.7843 | 0 | 76.5757 | 15.81 | 1.5586 | 62.0184 | 17.8449 | 0.74214 | 2.0494 | 35.1617
1995-09-18 22:00 | 247.566 | 112.3934 | 0 | 82.1752 | 15.81 | 1.5599 | 60.3945 | 17.9068 | 0.74214 | 2.0494 | 32.2969
1995-09-18 23:00 | 237.6164 | 114.7164 | 0 | 81.6045 | 15.81 | 1.5598 | 60.667 | 17.8409 | 0.74214 | 2.0494 | 30.1893
1995-09-19 | 230.6821 | 115.9326 | 0 | 90.1578 | 15.81 | 1.5598 | 18.367 | 17.7165 | 0.13066 | 0.019936 | 11.5299
1995-09-19 01:00 | 237.4331 | 117.5069 | 0 | 78.0475 | 15.81 | 1.5596 | 16.6795 | 17.6788 | 0.13066 | 0.019936 | 16.3234
1995-09-19 02:00 | 249.0365 | 116.0972 | 0 | 79.3901 | 15.81 | 1.5593 | 14.9951 | 17.6287 | 0.052253 | 0.0042866 | 5.0818
1995-09-19 03:00 | 267.9048 | 113.4742 | 0 | 72.7243 | 15.81 | 1.5587 | 15.1239 | 17.6743 | 0.052253 | 0.0042866 | 20.7438
1995-09-19 04:00 | 290.4031 | 108.964 | 0.057055 | 60.9966 | 15.81 | 1.5572 | 15.2643 | 17.5668 | 0.052253 | 0.0042866 | 26.6076
1995-09-19 05:00 | 310.3947 | 113.2299 | 7.3406 | 59.0695 | 15.81 | 1.5618 | 15.5064 | 17.733 | 0.052253 | 0.0042866 | 22.7462
1995-09-19 06:00 | 318.9838 | 117.3017 | 61.5109 | 57.3798 | 2.3239 | 1.5593 | 15.7114 | 17.6891 | 0.052253 | 0.0042866 | 4.7136
1995-09-19 07:00 | 306.4222 | 123.8651 | 190.216 | 61.4682 | 1.9836 | 1.5549 | 15.8307 | 17.6802 | 0.052253 | 0.0042866 | 9.0011
1995-09-19 08:00 | 270.553 | 131.6425 | 328.513 | 52.7113 | 2.9465 | 1.5547 | 15.2874 | 17.6707 | 0.052253 | 0.0042866 | 4.4016
1995-09-19 09:00 | 249.9608 | 137.2121 | 431.3507 | 45.9564 | 3.5125 | 1.5547 | 15.2195 | 17.6574 | 0.052253 | 0.0042866 | 0.07
1995-09-19 10:00 | 252.1669 | 138.9813 | 483.089 | 42.6813 | 3.5836 | 1.5549 | 14.2483 | 17.4266 | 0.052253 | 0.0042866 | 0.53985
1995-09-19 11:00 | 264.7123 | 132.168 | 520.9644 | 38.9919 | 3.5836 | 1.534 | 14.7882 | 17.5295 | 0.052253 | 0.0042866 | 0.46352
1995-09-19 12:00 | 288.1939 | 130.9937 | 496.0388 | 36.8596 | 2.4304 | 1.5341 | 14.5758 | 17.4336 | 0.052253 | 0.0042866 | 1.4418
1995-09-19 13:00 | 305.8911 | 119.0335 | 452.0985 | 36.6739 | 3.5836 | 1.5338 | 14.5422 | 17.3664 | 0.052253 | 0.0042866 | 0.84425
1995-09-19 14:00 | 296.3562 | 130.3769 | 382.7315 | 44.7349 | 3.5836 | 1.5331 | 14.5241 | 17.3702 | 0.052253 | 0.0042866 | 0.43263
1995-09-19 15:00 | 334.7272 | 140.7644 | 255.0746 | 45.5278 | 3.5836 | 1.5327 | 14.582 | 17.4332 | 0.052253 | 0.0042866 | 3.4027
1995-09-19 16:00 | 367.1546 | 147.5009 | 127.0217 | 46.3658 | 3.5836 | 1.5451 | 16.4798 | 17.4822 | 0.052253 | 0.0042866 | 13.7203
1995-09-19 17:00 | 366.0141 | 157.6621 | 32.7583 | 51.1544 | 3.5836 | 1.5446 | 16.7109 | 17.5965 | 0.052253 | 0.050817 | 17.6131
1995-09-19 18:00 | 358.7394 | 163.2017 | 1.595 | 64.4223 | 3.5836 | 1.544 | 17.3487 | 17.8917 | 0.052253 | 0.050817 | 35.9416
1995-09-19 19:00 | 349.8636 | 164.3047 | 0 | 57.2469 | 3.5836 | 1.5431 | 17.1958 | 17.921 | 0.052253 | 0.050817 | 21.8134
1995-09-19 20:00 | 342.3706 | 162.4922 | 0 | 68.1066 | 3.5836 | 1.543 | 17.3249 | 17.845 | 0.052253 | 0.050817 | 29.6319
1995-09-19 21:00 | 324.8406 | 158.2477 | 0 | 71.3721 | 3.5836 | 1.5635 | 17.0603 | 17.8061 | 0.052253 | 0.050817 | 29.213
1995-09-19 22:00 | 318.1933 | 161.8207 | 0 | 65.9627 | 3.5836 | 1.5634 | 17.148 | 17.8203 | 0.052253 | 0.050817 | 20.3765
1995-09-19 23:00 | 316.8681 | 155.2876 | 0 | 53.6912 | 3.5836 | 1.563 | 17.0073 | 17.7815 | 0.091253 | 0.050817 | 30.8189
1995-09-20 | 314.5345 | 150.4203 | 0 | 65.5585 | 17.41 | 1.5626 | 69.3135 | 17.7066 | 1.5179 | 8.4363 | 35.7875
1995-09-20 01:00 | 316.4054 | 150.2021 | 0 | 59.976 | 17.41 | 1.5754 | 68.4664 | 17.6635 | 1.5179 | 8.4363 | 25.06
1995-09-20 02:00 | 319.7631 | 151.023 | 0 | 57.715 | 17.41 | 1.5732 | 65.8027 | 17.6609 | 1.5179 | 8.4363 | 33.2881
1995-09-20 03:00 | 323.3043 | 149.9939 | 0 | 57.5068 | 17.41 | 1.5724 | 67.6377 | 17.669 | 1.5012 | 8.4363 | 18.7636
1995-09-20 04:00 | 327.6305 | 149.3448 | 0.055821 | 54.952 | 17.41 | 1.5714 | 58.7122 | 17.7 | 1.5962 | 8.4363 | 17.7288
1995-09-20 05:00 | 329.4844 | 150.8015 | 6.8355 | 56.0389 | 17.41 | 1.5699 | 58.9474 | 17.7914 | 1.5962 | 8.4363 | 25.668
1995-09-20 06:00 | 326.1114 | 153.8925 | 48.92 | 60.9777 | 17.41 | 1.5572 | 53.4874 | 17.9519 | 1.5962 | 8.2292 | 24.8736
1995-09-20 07:00 | 317.2949 | 154.8621 | 158.2626 | 61.0873 | 17.41 | 1.5564 | 58.9324 | 18.0188 | 1.5741 | 8.4192 | 12.677
1995-09-20 08:00 | 316.3361 | 155.3357 | 292.8647 | 49.3686 | 15.5215 | 1.5562 | 41.7911 | 18.0733 | 1.2861 | 6.5557 | 0.26699
1995-09-20 09:00 | 295.8545 | 152.6357 | 407.3682 | 45.8036 | 8.754 | 1.5563 | 27.2476 | 18.0164 | 1.2861 | 6.5246 | 0
1995-09-20 10:00 | 269.2468 | 137.9727 | 492.3991 | 47.3167 | 3.5836 | 1.5568 | 26.2682 | 17.9358 | 1.2863 | 5.9878 | 0
1995-09-20 11:00 | 265.2049 | 135.4941 | 528.1209 | 34.4872 | 3.5836 | 1.5333 | 26.3296 | 17.9286 | 1.2863 | 5.733 | 0.1056
1995-09-20 12:00 | 267.0416 | 132.6878 | 521.124 | 41.9925 | 3.5836 | 1.5338 | 40.9069 | 17.9508 | 1.2863 | 5.8276 | 0
1995-09-20 13:00 | 272.5598 | 138.6684 | 478.7486 | 44.0961 | 3.5836 | 1.5201 | 27.6133 | 17.726 | 1.2863 | 6.4137 | 0
1995-09-20 14:00 | 299.4383 | 148.7151 | 384.4344 | 45.7415 | 5.5303 | 1.5204 | 29.7473 | 18.0018 | 1.2863 | 6.5352 | 0.20051
1995-09-20 15:00 | 300.8394 | 152.9902 | 279.8738 | 49.4003 | 16.6676 | 1.5201 | 45.5012 | 17.7958 | 1.2863 | 6.3162 | 0.25686
1995-09-20 16:00 | 310.6747 | 158.7349 | 147.498 | 61.8974 | 18.7926 | 1.5196 | 68.0772 | 18.0896 | 1.5078 | 4.8476 | 4.0479
1995-09-20 17:00 | 312.3202 | 164.1163 | 39.3252 | 59.6163 | 18.7926 | 1.5195 | 71.6768 | 18.1667 | 1.53 | 2.1528 | 9.35
1995-09-20 18:00 | 309.6987 | 170.742 | 1.6042 | 58.5301 | 18.7926 | 1.5191 | 83.6682 | 18.0985 | 1.53 | 2.1528 | 6.885
1995-09-20 19:00 | 309.1008 | 173.8135 | 0 | 63.6606 | 18.7926 | 1.5191 | 82.7297 | 18.1236 | 1.5091 | 2.1528 | 7.2696
1995-09-20 20:00 | 304.2272 | 174.2512 | 0 | 63.6535 | 18.7926 | 1.5194 | 84.605 | 18.146 | 1.5091 | 2.1528 | 10.4138
1995-09-20 21:00 | 298.5445 | 169.3323 | 0 | 72.3261 | 18.7926 | 1.5194 | 78.3048 | 18.0251 | 1.4881 | 2.1528 | 7.4991
1995-09-20 22:00 | 298.046 | 157.3666 | 0 | 64.4411 | 18.7926 | 1.5195 | 102.6249 | 17.9615 | 1.4881 | 2.1528 | 7.0273
1995-09-20 23:00 | 287.9333 | 148.4973 | 0 | 64.238 | 18.7926 | 1.5194 | 84.283 | 17.8899 | 1.4504 | 5.057 | 24.0686
1995-09-21 | 277.0388 | 139.4594 | 0 | 70.7608 | 18.7926 | 2.2844 | 108.4558 | 17.8364 | 1.4713 | 13.896 | 24.4911
1995-09-21 01:00 | 271.575 | 132.2428 | 0 | 69.1423 | 18.7926 | 2.2844 | 118.7542 | 17.7878 | 1.4545 | 8.8368 | 16.4456
1995-09-21 02:00 | 268.4766 | 126.9249 | 0 | 59.9716 | 18.7926 | 2.2845 | 119.0525 | 17.7912 | 1.4545 | 8.7953 | 18.8797
1995-09-21 03:00 | 265.2414 | 127.6586 | 0 | 60.6564 | 18.7926 | 2.2844 | 118.4766 | 17.7917 | 1.4545 | 6.5468 | 13.7952
1995-09-21 04:00 | 257.953 | 130.9373 | 0.059052 | 55.3498 | 18.7926 | 2.2833 | 96.0197 | 17.7939 | 1.4545 | 6.599 | 30.8112
1995-09-21 05:00 | 250.6184 | 136.0022 | 7.3324 | 50.5035 | 18.7926 | 2.2821 | 112.6291 | 17.8651 | 1.4545 | 5.9868 | 16.1573
1995-09-21 06:00 | 232.2918 | 134.9326 | 60.0693 | 53.2824 | 18.7926 | 1.5266 | 92.8564 | 18.0036 | 1.4545 | 8.6919 | 27.8283
1995-09-21 07:00 | 210.1113 | 126.5054 | 193.5817 | 55.5635 | 18.7926 | 2.2764 | 107.7304 | 18.1029 | 1.4766 | 9.0374 | 14.9864
1995-09-21 08:00 | 190.3806 | 114.8358 | 360.7532 | 43.1608 | 18.7926 | 2.2745 | 75.5437 | 18.1059 | 1.4766 | 9.079 | 0.2481
1995-09-21 09:00 | 174.8452 | 99.9042 | 504.9185 | 40.9033 | 18.7926 | 2.274 | 57.1119 | 18.0456 | 1.4766 | 3.8087 | 0
1995-09-21 10:00 | 150.2489 | 86.104 | 586.2083 | 37.1253 | 18.7926 | 2.2754 | 59.522 | 17.9636 | 1.4287 | 4.3826 | 0
1995-09-21 11:00 | 148.9806 | 82.7822 | 613.7775 | 30.468 | 18.7926 | 2.2761 | 57.7914 | 17.9362 | 1.4287 | 6.8683 | 0
1995-09-21 12:00 | 149.4036 | 79.189 | 584.7502 | 31.9861 | 18.7926 | 1.5304 | 59.0568 | 17.9482 | 1.4509 | 6.8683 | 0
1995-09-21 13:00 | 153.5893 | 77.2702 | 531.5936 | 44.1321 | 18.7926 | 1.5306 | 61.1039 | 17.9211 | 1.4509 | 8.0083 | 0.060115
1995-09-21 14:00 | 162.154 | 74.4949 | 430.8259 | 45.8838 | 18.7926 | 1.5311 | 66.8702 | 17.9479 | 1.473 | 12.8587 | 0.37773
1995-09-21 15:00 | 178.1785 | 70.967 | 303.1796 | 46.9919 | 18.7926 | 2.2793 | 89.4169 | 18.0003 | 1.4952 | 14.7566 | 3.9685
1995-09-21 16:00 | 183.443 | 65.6946 | 163.2596 | 54.8481 | 18.7926 | 2.2821 | 101.688 | 18.0518 | 1.512 | 18.2484 | 25.6709
1995-09-21 17:00 | 185.4252 | 62.8984 | 43.0478 | 62.6894 | 18.7926 | 2.2858 | 102.89 | 18.0902 | 1.4925 | 16.6054 | 47.0612
1995-09-21 18:00 | 185.8806 | 60.9105 | 1.5233 | 67.5939 | 18.7926 | 2.289 | 128.2043 | 18.0895 | 1.4925 | 18.8765 | 46.4362
1995-09-21 19:00 | 185.2674 | 57.8427 | 0 | 75.1376 | 18.7926 | 2.3062 | 117.058 | 18.1061 | 1.5356 | 20.5163 | 54.1783
1995-09-21 20:00 | 178.3695 | 54.1089 | 0 | 74.0592 | 18.7926 | 2.3088 | 125.1052 | 17.9805 | 1.5187 | 20.5163 | 53.6609
1995-09-21 21:00 | 170.4467 | 49.0344 | 0 | 76.659 | 18.7926 | 2.3359 | 127.2045 | 17.9394 | 1.5187 | 18.8765 | 50.0655
1995-09-21 22:00 | 168.4751 | 40.8299 | 0 | 68.422 | 18.7926 | 2.3395 | 132.9399 | 17.9609 | 1.5187 | 20.5163 | 53.3881
1995-09-21 23:00 | 162.9233 | 34.7522 | 0 | 58.0107 | 18.7926 | 2.3432 | 134.4872 | 17.881 | 1.576 | 20.5163 | 50.1411
1995-09-22 | 165.3641 | 33.7789 | 0 | 71.7098 | 18.7926 | 2.3477 | 126.9884 | 17.794 | 1.249 | 9.0957 | 53.9501
1995-09-22 01:00 | 168.5308 | 34.7276 | 0 | 69.1883 | 18.7926 | 2.3534 | 126.1987 | 17.7643 | 0.77697 | 9.0943 | 38.3354
1995-09-22 02:00 | 174.3509 | 37.7294 | 0 | 67.5889 | 18.7568 | 2.3245 | 125.8711 | 17.7303 | 0.77697 | 9.0943 | 29.3572
1995-09-22 03:00 | 180.4868 | 39.7775 | 0 | 52.5301 | 17.4066 | 2.33 | 126.6014 | 17.5927 | 0.79364 | 9.0943 | 31.4229
1995-09-22 04:00 | 183.0865 | 41.8303 | 0.057819 | 50.2068 | 17.1926 | 2.3328 | 127.5397 | 17.648 | 0.79364 | 9.0943 | 13.3705
1995-09-22 05:00 | 185.2842 | 41.8851 | 7.882 | 45.906 | 17.1926 | 2.3307 | 127.4271 | 17.7155 | 0.77272 | 9.0477 | 16.9701
1995-09-22 06:00 | 175.8045 | 42.5529 | 72.0356 | 37.5993 | 17.1926 | 2.3221 | 117.4866 | 17.8694 | 0.75181 | 8.9912 | 11.8965
1995-09-22 07:00 | 161.3648 | 42.6423 | 228.0893 | 39.8459 | 17.1926 | 2.3298 | 94.0149 | 17.9892 | 0.75181 | 8.9912 | 8.805
1995-09-22 08:00 | 146.1789 | 43.0315 | 412.0419 | 35.7339 | 17.1926 | 2.3169 | 65.1398 | 17.9915 | 0.75181 | 4.5098 | 0.82743
1995-09-22 09:00 | 129.9522 | 44.084 | 565.2356 | 33.7827 | 17.1926 | 1.558 | 54.1066 | 17.9657 | 0.73231 | 0.22577 | 0.86037
1995-09-22 10:00 | 107.9087 | 50.1812 | 649.4665 | 31.4696 | 17.1926 | 1.5587 | 43.8832 | 17.9007 | 0.77738 | 0.22577 | 0.02934
1995-09-22 11:00 | 119.6186 | 52.2319 | 630.6033 | 23.6413 | 17.1926 | 1.5595 | 42.0527 | 17.9616 | 0.76055 | 0.22577 | 0.35973
1995-09-22 12:00 | 119.3015 | 57.2952 | 611.2715 | 25.0476 | 17.1926 | 1.5607 | 46.6081 | 17.8016 | 0.76055 | 0.22577 | 0.0090997
1995-09-22 13:00 | 134.7184 | 67.1854 | 526.7363 | 29.8811 | 17.1926 | 1.5605 | 51.7127 | 17.8126 | 0.71322 | 0.22577 | 0
1995-09-22 14:00 | 149.6696 | 77.7251 | 445.1707 | 31.0047 | 17.1926 | 1.5608 | 58.4138 | 17.7931 | 0.64274 | 0.22577 | 0
1995-09-22 15:00 | 160.5664 | 90.3122 | 312.7484 | 31.271 | 17.1926 | 2.3068 | 79.071 | 17.8133 | 0.64274 | 6.0832 | 2.4487
1995-09-22 16:00 | 188.2547 | 101.9769 | 164.0368 | 41.1983 | 17.1926 | 2.3087 | 99.1582 | 17.8395 | 0.76055 | 6.9308 | 19.1646
1995-09-22 17:00 | 194.9433 | 110.493 | 40.9097 | 44.8849 | 17.1926 | 2.3332 | 104.1425 | 17.8493 | 0.7384 | 8.7388 | 28.4391
1995-09-22 18:00 | 209.0509 | 113.3743 | 1.2231 | 37.9767 | 17.1926 | 2.3289 | 112.6391 | 17.8818 | 0.7384 | 8.7388 | 30.0279
1995-09-22 19:00 | 219.5863 | 109.9434 | 0 | 43.6631 | 17.1926 | 2.3381 | 104.8461 | 17.8852 | 0.7384 | 8.7388 | 31.3036
1995-09-22 20:00 | 226.7768 | 102.3974 | 0 | 51.5504 | 17.1926 | 2.3463 | 124.1843 | 17.9002 | 0.71625 | 8.7388 | 21.5901
1995-09-22 21:00 | 223.2812 | 102.1655 | 0 | 38.8783 | 17.1926 | 2.3477 | 104.292 | 17.8326 | 0.71625 | 8.7388 | 51.2123
1995-09-22 22:00 | 223.8967 | 105.3118 | 0 | 45.0999 | 17.1926 | 2.3522 | 122.074 | 17.756 | 0.71625 | 8.7388 | 25.0696
1995-09-22 23:00 | 222.9446 | 106.681 | 0 | 35.4352 | 17.1926 | 2.3554 | 104.2891 | 17.715 | 0.59844 | 8.7388 | 32.5417
1995-09-23 | 217.1693 | 110.6647 | 0 | 53.33 | 17.1926 | 1.5382 | 29.9226 | 17.6508 | 0.59844 | 0.050817 | 36.3881
1995-09-23 01:00 | 216.6649 | 109.7735 | 0 | 56.0563 | 17.1926 | 1.5378 | 29.958 | 17.6297 | 0.55963 | 0.050817 | 19.8454
1995-09-23 02:00 | 211.2639 | 109.8093 | 0 | 46.6486 | 17.1926 | 1.5374 | 24.0364 | 17.6281 | 0.11399 | 0.050817 | 18.0111
1995-09-23 03:00 | 209.6949 | 109.0743 | 0 | 43.5687 | 17.1926 | 1.5366 | 19.9602 | 17.6316 | 0.11399 | 0.0042866 | 32.5523
1995-09-23 04:00 | 202.2112 | 119.8326 | 0.045799 | 32.5564 | 17.1926 | 1.5354 | 19.7055 | 17.6426 | 0.27168 | 0.0042866 | 15.5707
1995-09-23 05:00 | 198.7126 | 120.157 | 6.0899 | 30.8965 | 17.1926 | 1.5342 | 19.4995 | 17.7147 | 0.29259 | 0.0042866 | 14.0668
1995-09-23 06:00 | 192.3634 | 108.3158 | 67.9357 | 28.762 | 17.1926 | 1.5335 | 18.2658 | 17.8018 | 0.11399 | 0.0042866 | 9.168
1995-09-23 07:00 | 184.926 | 102.4041 | 224.8623 | 29.1691 | 17.1926 | 1.533 | 18.212 | 17.8775 | 0.11399 | 0.0042866 | 6.0426
1995-09-23 08:00 | 164.3905 | 99.0506 | 406.5325 | 19.3282 | 17.1926 | 1.5498 | 17.5132 | 17.9163 | 0.11399 | 0.0042866 | 0.44463
1995-09-23 09:00 | 140.4213 | 92.1913 | 552.1929 | 21.2481 | 3.3601 | 1.506 | 16.4766 | 17.9305 | 0.11399 | 0.0042866 | 0.27668
1995-09-23 10:00 | 141.0265 | 82.7185 | 603.1518 | 15.2902 | 1.3336 | 1.5068 | 16.1858 | 17.8823 | 0.11399 | 0.0042866 | 0.15597
1995-09-23 11:00 | 144.6932 | 89.2846 | 625.3546 | 15.1149 | 1.3336 | 1.5077 | 15.7148 | 17.8468 | 0.11399 | 0.0042866 | 0.11809
1995-09-23 12:00 | 134.8461 | 91.6344 | 616.5131 | 16.7302 | 3.2728 | 1.5086 | 15.7301 | 17.8383 | 0.11399 | 0.0042866 | 0.005048
1995-09-23 13:00 | 136.6709 | 92.5706 | 548.497 | 22.11 | 1.9836 | 1.5088 | 16.3161 | 17.8362 | 0.11399 | 0.0042866 | 0.86037
1995-09-23 14:00 | 124.455 | 90.2978 | 479.3406 | 22.9743 | 14.2444 | 1.5095 | 15.9107 | 17.8443 | 0.11399 | 0.0042866 | 1.3584
1995-09-23 15:00 | 127.3813 | 91.2258 | 334.6208 | 25.8257 | 17.1926 | 1.5096 | 16.7501 | 17.8684 | 0.11399 | 0.0042866 | 8.4831
1995-09-23 16:00 | 142.5566 | 85.609 | 175.1641 | 48.5825 | 17.1926 | 1.5094 | 26.8458 | 17.8563 | 0.31351 | 0.0042866 | 30.6645
1995-09-23 17:00 | 158.7505 | 85.3318 | 44.0544 | 53.3882 | 17.1926 | 1.5096 | 29.4837 | 17.866 | 0.57931 | 0.0042866 | 73.0271
1995-09-23 18:00 | 167.3612 | 86.1226 | 1.4484 | 47.8373 | 17.1926 | 1.4806 | 30.5056 | 17.8995 | 0.57931 | 0.0042866 | 75.7626
1995-09-23 19:00 | 173.6871 | 89.7743 | 0 | 57.4599 | 17.1926 | 1.4809 | 30.1101 | 17.9296 | 0.57931 | 0.0045974 | 64.9895
1995-09-23 20:00 | 170.1444 | 109.61 | 0 | 64.8366 | 17.1926 | 1.4822 | 30.0917 | 17.9122 | 0.60146 | 0.0045974 | 52.6555
1995-09-23 21:00 | 162.8031 | 130.7488 | 0 | 60.2324 | 17.1926 | 1.4827 | 30.6366 | 17.8866 | 0.62237 | 0.0045974 | 34.8289
1995-09-23 22:00 | 163.3731 | 166.6686 | 0 | 56.9337 | 17.1926 | 1.4832 | 18.9444 | 17.7787 | 0.33442 | 0.0045974 | 20.1194
1995-09-23 23:00 | 168.3603 | 178.8922 | 0 | 58.216 | 17.1926 | 1.4836 | 19.1576 | 17.6634 | 0.32314 | 0.051128 | 16.3574
1995-09-24 | 175.8068 | 191.6471 | 0 | 54.0417 | 17.1926 | 1.4843 | 57.5325 | 17.6483 | 0.61109 | 0.85326 | 30.2407
1995-09-24 01:00 | 181.533 | 199.6452 | 0 | 60.1818 | 17.1926 | 1.4853 | 47.265 | 17.6149 | 0.64991 | 0.85326 | 25.6836
1995-09-24 02:00 | 191.0696 | 206.9916 | 0 | 54.4935 | 17.1926 | 1.4854 | 44.4352 | 17.624 | 0.64991 | 0.85326 | 20.983
1995-09-24 03:00 | 198.5136 | 212.0885 | 0 | 49.8247 | 17.1926 | 1.4854 | 40.1314 | 17.6031 | 0.64991 | 0.80673 | 15.2559
1995-09-24 04:00 | 201.1454 | 219.6019 | 0.041701 | 42.803 | 17.1926 | 1.485 | 42.9085 | 17.6197 | 0.33981 | 0.80673 | 25.0352
1995-09-24 05:00 | 211.3677 | 222.0709 | 6.9416 | 48.4594 | 17.1926 | 1.4813 | 38.2559 | 17.6958 | 0.33981 | 0.80673 | 38.5997
1995-09-24 06:00 | 221.1679 | 230.3522 | 70.9429 | 50.8099 | 17.1926 | 1.4815 | 36.3555 | 17.8459 | 0.33981 | 0.80673 | 25.9253
1995-09-24 07:00 | 232.4955 | 235.44 | 233.9934 | 25.5505 | 7.2505 | 1.483 | 37.4615 | 17.9007 | 0.13066 | 0.80673 | 11.83
1995-09-24 08:00 | 225.1121 | 234.5208 | 423.1734 | 22.249 | 1.9836 | 1.5186 | 38.9056 | 17.9236 | 0.13066 | 0.24173 | 2.4677
1995-09-24 09:00 | 236.2968 | 246.4379 | 586.6007 | 18.4304 | 1.9836 | 1.5193 | 38.8182 | 17.9918 | 0.13066 | 0.24173 | 0
1995-09-24 10:00 | 235.2312 | 236.4417 | 668.9042 | 28.8471 | 1.9836 | 1.5199 | 34.0056 | 17.8676 | 0.13066 | 0.24142 | 0
1995-09-24 11:00 | 235.3336 | 236.4494 | 694.5872 | 20.1868 | 1.9836 | 1.5206 | 34.156 | 17.872 | 0.13066 | 0.24142 | 0
1995-09-24 12:00 | 263.5155 | 241.0553 | 650.1141 | 22.2496 | 1.9836 | 1.5214 | 33.3546 | 17.8339 | 0.13066 | 0.24142 | 0.047803
1995-09-24 13:00 | 261.9103 | 235.4555 | 578.6485 | 23.5621 | 1.9836 | 1.5237 | 37.7994 | 17.8161 | 0.13066 | 0.24142 | 1.5311
1995-09-24 14:00 | 301.9212 | 231.1333 | 461.5783 | 19.3944 | 1.9836 | 1.5241 | 33.6796 | 17.7928 | 0.13066 | 0.24173 | 9.1169
1995-09-24 15:00 | 315.0209 | 225.3459 | 330.1459 | 20.2398 | 1.9836 | 1.5247 | 30.6184 | 17.8619 | 0.13066 | 0.24173 | 17.0086
1995-09-24 16:00 | 336.8627 | 233.6827 | 161.4759 | 24.5363 | 1.9836 | 1.5244 | 41.7724 | 17.8653 | 0.13066 | 0.24173 | 53.8674
1995-09-24 17:00 | 331.666 | 225.0483 | 40.5547 | 22.4664 | 1.9836 | 1.5246 | 44.1735 | 17.8947 | 0.13066 | 0.24173 | 73.0855
1995-09-24 18:00 | 338.1934 | 224.1289 | 1.2244 | 42.5499 | 1.9836 | 1.5243 | 44.3747 | 17.9282 | 0.13066 | 0.24173 | 60.7122
1995-09-24 19:00 | 345.2435 | 237.5423 | 0 | 27.2457 | 1.9836 | 1.524 | 43.2251 | 17.9361 | 0.13066 | 0.24173 | 44.2069
1995-09-24 20:00 | 347.3244 | 236.081 | 0 | 35.7286 | 1.9836 | 1.5376 | 42.0749 | 17.9203 | 0.13066 | 0.24173 | 20.2793
1995-09-24 21:00 | 340.9727 | 227.344 | 0 | 34.3222 | 1.9836 | 1.5377 | 42.4672 | 17.881 | 0.13066 | 0.24173 | 26.4361
1995-09-24 22:00 | 341.6952 | 220.125 | 0 | 35.2561 | 1.9836 | 1.5396 | 41.3794 | 17.7865 | 0.13066 | 0.28826 | 28.7385
1995-09-24 23:00 | 327.004 | 223.8373 | 0 | 32.7356 | 1.9836 | 1.5411 | 40.7511 | 17.7075 | 0.089659 | 0.28826 | 25.588
1995-09-25 | 316.0769 | 226.555 | 0 | 27.4451 | 17.1926 | 1.5529 | 47.7935 | 17.6213 | 0.089659 | 0.028668 | 12.3564
1995-09-25 01:00 | 301.0387 | 233.2297 | 0 | 30.5394 | 17.1926 | 1.54 | 47.7528 | 17.5879 | 0.089659 | 0.020247 | 9.0069
1995-09-25 02:00 | 291.7134 | 231.2202 | 0 | 15.632 | 17.1926 | 1.5394 | 47.7668 | 17.5702 | 0.089659 | 0.020247 | 5.7971
1995-09-25 03:00 | 286.2092 | 219.9409 | 0 | 17.5329 | 17.1926 | 1.5383 | 48.4588 | 17.5925 | 0.089659 | 0.020247 | 5.9512
1995-09-25 04:00 | 283.6893 | 203.1378 | 0.052819 | 26.4008 | 17.1926 | 1.5369 | 43.6644 | 17.5922 | 0.089659 | 0.020247 | 15.6437
1995-09-25 05:00 | 280.1481 | 177.6961 | 6.5982 | 19.3828 | 17.1926 | 1.5359 | 45.8752 | 17.6228 | 0.089659 | 0.020247 | 29.4533
1995-09-25 06:00 | 270.0505 | 152.9346 | 64.381 | 45.2526 | 1.9836 | 1.5361 | 44.4224 | 17.6969 | 0.089659 | 0.020247 | 34.4871
1995-09-25 07:00 | 265.0165 | 130.0547 | 216.996 | 26.669 | 17.1926 | 1.5123 | 42.4526 | 17.7495 | 0.089659 | 0.020247 | 31.6077
1995-09-25 08:00 | 228.7211 | 109.5036 | 403.3452 | 27.829 | 14.1183 | 1.5127 | 42.6259 | 17.7055 | 0.089659 | 0.020247 | 12.327
1995-09-25 09:00 | 211.5277 | 101.9178 | 541.7988 | 26.7987 | 17.1926 | 1.5141 | 44.6372 | 17.681 | 0.089659 | 0.019936 | 3.9782
1995-09-25 10:00 | 173.18 | 112.2158 | 634.8123 | 22.1082 | 17.1926 | 1.5153 | 44.7063 | 17.6291 | 0.089659 | 0.019936 | 0.49165
1995-09-25 11:00 | 162.166 | 140.8115 | 647.7361 | 23.0474 | 17.1926 | 1.5151 | 40.7201 | 17.5788 | 0.089659 | 0.019936 | 0.31144
1995-09-25 12:00 | 177.5911 | 173.6697 | 615.3132 | 18.3102 | 1.9836 | 1.5151 | 41.9085 | 17.6709 | 0.089659 | 0.019936 | 7.7334
1995-09-25 13:00 | 177.0383 | 188.5854 | 561.6869 | 22.24 | 17.1926 | 1.5143 | 40.5394 | 17.4823 | 0.089659 | 0.019936 | 10.1383
1995-09-25 14:00 | 216.6266 | 205.3414 | 424.5011 | 21.4151 | 17.1926 | 1.5137 | 41.3537 | 17.448 | 0.089659 | 0.019936 | 6.3701
1995-09-25 15:00 | 236.9469 | 218.9887 | 294.3915 | 23.707 | 17.1926 | 1.5147 | 44.2115 | 17.4448 | 0.089659 | 0.019936 | 11.813
1995-09-25 16:00 | 235.1313 | 227.6888 | 150.0942 | 30.8078 | 1.9836 | 1.5139 | 42.0184 | 17.4169 | 0.089659 | 0.020247 | 37.8169
1995-09-25 17:00 | 245.6781 | 231.0937 | 38.001 | 33.1055 | 16.5235 | 1.53 | 46.6829 | 17.5447 | 0.089659 | 0.020247 | 76.2874
1995-09-25 18:00 | 263.3518 | 232.0956 | 0.79983 | 42.2653 | 17.1926 | 1.5298 | 46.2629 | 17.5281 | 0.089659 | 0.020247 | 67.2382
1995-09-25 19:00 | 277.8503 | 235.8424 | 0 | 44.155 | 17.1926 | 1.5294 | 48.7331 | 17.5578 | 0.089659 | 0.066777 | 46.1005
1995-09-25 20:00 | 290.3657 | 238.2291 | 0 | 36.4525 | 17.1926 | 1.5304 | 48.0865 | 17.5693 | 0.089659 | 0.066777 | 30.8599
1995-09-25 21:00 | 295.5581 | 240.3267 | 0 | 46.9335 | 17.1926 | 1.5311 | 48.4108 | 17.4918 | 0.089659 | 0.066777 | 18.8278
1995-09-25 22:00 | 306.9024 | 245.4488 | 0 | 38.3444 | 17.1926 | 1.5318 | 45.2926 | 17.4536 | 0.078407 | 0.066777 | 14.4724
1995-09-25 23:00 | 301.7206 | 247.4675 | 0 | 28.4291 | 17.1926 | 1.5317 | 48.4159 | 17.3956 | 0.11941 | 0.066777 | 9.0775
1995-09-26 | 304.8453 | 245.8873 | 0 | 38.7312 | 17.1926 | 1.5317 | 42.5563 | 17.231 | 0.11941 | 0.24673 | 8.1284
1995-09-26 01:00 | 298.8351 | 245.6663 | 0 | 36.1756 | 17.1926 | 1.5057 | 41.4904 | 16.6541 | 0.11941 | 0.24673 | 6.0085
1995-09-26 02:00 | 302.3924 | 245.93 | 0 | 38.2242 | 3.5555 | 1.5055 | 42.491 | 16.7029 | 0.11941 | 0.24673 | 4.8748
1995-09-26 03:00 | 301.7468 | 247.939 | 0 | 32.2016 | 1.9836 | 1.505 | 39.0142 | 16.7011 | 0.11941 | 0.2002 | 4.9395
1995-09-26 04:00 | 314.5288 | 246.3114 | 0.044038 | 27.6143 | 1.9836 | 1.4916 | 36.5454 | 16.5084 | 0.11941 | 0.2002 | 10.0498
1995-09-26 05:00 | 324.6833 | 243.6023 | 5.0335 | 26.2373 | 1.9836 | 1.4905 | 35.9099 | 16.5315 | 0.11941 | 0.2002 | 10.4857
1995-09-26 06:00 | 322.2308 | 247.9466 | 60.381 | 20.9256 | 1.9836 | 1.4919 | 28.6117 | 16.5945 | 0.11941 | 0.020247 | 9.783
1995-09-26 07:00 | 318.1042 | 248.3518 | 207.8941 | 20.8435 | 1.9836 | 1.4915 | 18.8078 | 17.3175 | 0.11941 | 0.020247 | 4.2139
1995-09-26 08:00 | 294.2991 | 242.2497 | 360.7852 | 19.9514 | 1.9836 | 1.4915 | 16.6392 | 16.6748 | 0.11941 | 0.0042866 | 0.23414
1995-09-26 09:00 | 248.794 | 233.5166 | 486.1523 | 14.2453 | 1.9836 | 1.4919 | 14.4979 | 16.6258 | 0.11941 | 0.0042866 | 0
1995-09-26 10:00 | 257.9385 | 222.6146 | 508.34 | 15.0819 | 1.9836 | 1.4925 | 12.9879 | 16.5989 | 0.11941 | 0.0042866 | 0.036061
1995-09-26 11:00 | 247.091 | 209.0721 | 517.002 | 20.3042 | 1.9836 | 1.4933 | 13.1133 | 16.6394 | 0.11941 | 0.0042866 | 0
1995-09-26 12:00 | 248.6244 | 200.0595 | 506.2666 | 13.1381 | 1.9836 | 1.4939 | 13.4212 | 16.6085 | 0.11941 | 0.0042866 | 2.8931
1995-09-26 13:00 | 250.1526 | 196.6869 | 447.8715 | 18.1558 | 1.9836 | 1.4939 | 13.5237 | 16.9555 | 0.11941 | 0.0042866 | 4.4323
1995-09-26 14:00 | 257.9927 | 194.5366 | 384.8994 | 20.3985 | 1.9836 | 1.4944 | 15.3612 | 16.5497 | 0.11941 | 0.0042866 | 5.6173
1995-09-26 15:00 | 268.4394 | 194.6141 | 286.3774 | 22.5443 | 1.9836 | 1.4944 | 23.8609 | 16.6663 | 0.11941 | 0.020247 | 11.9991
1995-09-26 16:00 | 310.8837 | 191.1363 | 169.5309 | 24.1827 | 1.9836 | 1.4986 | 39.0964 | 17.5199 | 0.11941 | 0.2002 | 26.1915
1995-09-26 17:00 | 312.5731 | 187.3092 | 43.8037 | 24.2407 | 1.9836 | 1.4985 | 45.4234 | 16.7116 | 0.11941 | 0.2002 | 36.4551
1995-09-26 18:00 | 309.0902 | 185.8201 | 0.90519 | 27.5802 | 1.9836 | 1.4984 | 57.029 | 16.8698 | 0.11941 | 2.0082 | 46.1463
1995-09-26 19:00 | 314.6791 | 182.1797 | 0 | 28.7276 | 1.9836 | 1.4985 | 57.4391 | 16.7933 | 0.10274 | 2.0082 | 44.0663
1995-09-26 20:00 | 313.9421 | 173.8483 | 0 | 40.3861 | 1.9836 | 1.4957 | 60.0821 | 17.4855 | 0.10274 | 2.0082 | 37.6564
1995-09-26 21:00 | 310.0758 | 164.299 | 0 | 40.9013 | 1.9836 | 1.4962 | 64.3005 | 17.6362 | 0.10274 | 2.0082 | 36.1043
1995-09-26 22:00 | 312.27 | 162.5503 | 0 | 34.2222 | 1.9836 | 1.5205 | 63.1577 | 17.6231 | 0.11399 | 2.0547 | 27.4654
1995-09-26 23:00 | 304.9785 | 158.2562 | 0 | 22.0535 | 1.9836 | 1.5205 | 55.8215 | 17.3254 | 0.11399 | 2.0547 | 41.1098
1995-09-27 | 303.991 | 162.7212 | 0 | 58.3387 | 1.9836 | 1.5203 | 72.026 | 17.29 | 0.11399 | 2.0547 | 24.107
1995-09-27 01:00 | 296.3494 | 158.8841 | 0 | 50.2468 | 1.9836 | 1.5202 | 52.8893 | 17.2425 | 0.11399 | 2.0547 | 52.1724
1995-09-27 02:00 | 294.4973 | 155.341 | 0 | 43.3873 | 1.9836 | 1.496 | 53.0292 | 17.226 | 0.11399 | 2.0547 | 41.1435
1995-09-27 03:00 | 286.0442 | 142.4044 | 0 | 43.2722 | 1.9836 | 1.4954 | 48.065 | 17.2324 | 0.11399 | 2.0547 | 42.5588
1995-09-27 04:00 | 284.2782 | 129.8606 | 0.043394 | 28.7112 | 1.9836 | 1.4945 | 51.7216 | 17.2644 | 0.11399 | 2.0082 | 51.5354
1995-09-27 05:00 | 280.2888 | 123.9799 | 5.8821 | 44.2382 | 1.9836 | 1.4928 | 50.5333 | 17.3575 | 0.11399 | 1.8282 | 39.0726
1995-09-27 06:00 | 277.9318 | 128.9142 | 57.8534 | 31.5218 | 1.9836 | 1.4941 | 41.4183 | 17.7242 | 0.097331 | 1.8282 | 45.5127
1995-09-27 07:00 | 271.5025 | 145.6556 | 201.0798 | 44.818 | 1.9836 | 1.4934 | 21.252 | 17.8846 | 0.097331 | 1.8282 | 36.1264
1995-09-27 08:00 | 253.26 | 172.3347 | 369.3088 | 25.1667 | 1.9836 | 1.4933 | 8.8828 | 17.8669 | 0.097331 | 0.0042866 | 6.3083
1995-09-27 09:00 | 220.9075 | 191.989 | 500.9331 | 14.8121 | 1.9836 | 1.4937 | 6.8151 | 17.6076 | 0.097331 | 0 | 0.20165
1995-09-27 10:00 | 192.398 | 195.1623 | 565.3451 | 20.3063 | 1.9836 | 1.4846 | 6.7572 | 17.5963 | 0.097331 | 0 | 4.7165
1995-09-27 11:00 | 200.1456 | 191.1511 | 594.8244 | 16.3796 | 1.9836 | 1.4854 | 6.7271 | 17.6011 | 0.097331 | 0 | 3.4593
1995-09-27 12:00 | 210.181 | 206.5409 | 555.227 | 18.6686 | 1.9836 | 1.4863 | 6.6945 | 17.5189 | 0.097331 | 0 | 5.2905
1995-09-27 13:00 | 225.0841 | 211.0571 | 493.2333 | 17.228 | 1.9836 | 1.4864 | 7.1472 | 17.4733 | 0.097331 | 0 | 3.6614
1995-09-27 14:00 | 254.334 | 217.5236 | 404.3512 | 22.8035 | 1.9836 | 1.4869 | 12.6629 | 17.5905 | 0.097331 | 0.0042866 | 4.843
1995-09-27 15:00 | 297.4284 | 223.3275 | 268.3208 | 21.4978 | 1.9836 | 1.4868 | 16.5712 | 17.6167 | 0.097331 | 0.0042866 | 4.8723
1995-09-27 16:00 | 339.6303 | 226.3334 | 150.3133 | 26.2798 | 1.9836 | 1.4897 | 26.9086 | 17.6396 | 0.097331 | 0.076436 | 17.9767
1995-09-27 17:00 | 356.3687 | 217.995 | 38.1793 | 25.6016 | 1.9836 | 1.4896 | 29.8356 | 17.6642 | 0.097331 | 0.64144 | 25.282
1995-09-27 18:00 | 358.8482 | 216.9312 | 0.695 | 26.5332 | 1.9836 | 1.4894 | 32.6959 | 17.6848 | 0.097331 | 1.8844 | 33.5888
1995-09-27 19:00 | 364.9137 | 209.7785 | 0 | 28.0265 | 1.9836 | 1.4863 | 31.6651 | 17.7483 | 0.097331 | 1.8844 | 46.1311
1995-09-27 20:00 | 370.0661 | 211.4856 | 0 | 27.1307 | 1.9836 | 1.4873 | 31.8663 | 17.6787 | 0.097331 | 1.8844 | 28.1476
1995-09-27 21:00 | 358.8869 | 209.356 | 0 | 24.2771 | 2.4649 | 1.4874 | 31.2621 | 17.6157 | 0.097331 | 1.8844 | 33.3766
1995-09-27 22:00 | 362.9826 | 215.3935 | 0 | 31.4603 | 5.6349 | 1.4875 | 30.2841 | 17.5697 | 0.097331 | 1.8844 | 20.3967
1995-09-27 23:00 | 322.518 | 218.64 | 0 | 17.6158 | 9.3839 | 1.4875 | 31.3629 | 17.479 | 0.097331 | 1.8844 | 22.3673
1995-09-28 | 343.1976 | 228.2822 | 0 | 51.5882 | 17.1926 | 1.4874 | 35.8712 | 17.7663 | 0.097331 | 1.8279 | 21.2669
1995-09-28 01:00 | 332.6109 | 229.3966 | 0 | 39.6558 | 17.1926 | 1.5002 | 31.7383 | 17.3042 | 0.097331 | 1.8279 | 35.3922
1995-09-28 02:00 | 288.8051 | 225.8504 | 0 | 37.7498 | 17.1926 | 1.4999 | 33.3665 | 17.3634 | 0.097331 | 1.8279 | 32.4018
1995-09-28 03:00 | 303.8988 | 224.0953 | 0 | 37.3055 | 17.1926 | 1.4992 | 33.3648 | 17.2676 | 0.097331 | 1.8279 | 28.0001
1995-09-28 04:00 | 280.8162 | 230.615 | 0.035219 | 26.1625 | 18.2677 | 1.4977 | 29.8017 | 17.5158 | 0.097331 | 1.8279 | 20.919
1995-09-28 05:00 | 288.5976 | 227.8028 | 6.9587 | 22.424 | 18.5523 | 1.4965 | 29.4903 | 17.6037 | 0.097331 | 1.808 | 24.3759
1995-09-28 06:00 | 274.5701 | 226.5361 | 58.4897 | 29.6055 | 17.2705 | 1.4957 | 25.1782 | 17.7217 | 0.11399 | 1.808 | 22.1927
1995-09-28 07:00 | 248.322 | 215.4609 | 204.3495 | 34.3108 | 18.7926 | 1.4952 | 18.5306 | 17.5912 | 0.11399 | 1.808 | 14.5897
1995-09-28 08:00 | 213.7694 | 218.8956 | 396.6212 | 23.5622 | 18.7926 | 1.4952 | 7.3535 | 17.6813 | 0.11399 | 0 | 1.4393
1995-09-28 09:00 | 194.7596 | 205.5949 | 558.3505 | 24.7328 | 3.5836 | 1.4956 | 6.5503 | 17.6881 | 0.11399 | 0 | 0.72917
1995-09-28 10:00 | 190.6097 | 202.2954 | 629.6317 | 22.1271 | 3.5836 | 1.4963 | 6.5391 | 17.5957 | 0.11399 | 0 | 0.2622
1995-09-28 11:00 | 184.5263 | 196.6127 | 663.1616 | 19.4584 | 3.5836 | 1.4971 | 6.5262 | 17.5503 | 0.11399 | 0 | 0
1995-09-28 12:00 | 202.418 | 187.6649 | 651.3867 | 14.8323 | 3.5836 | 1.4979 | 6.3947 | 17.532 | 0.11399 | 0 | 0.10547
1995-09-28 13:00 | 210.0981 | 181.0712 | 601.2821 | 11.0711 | 3.5836 | 1.511 | 6.4467 | 17.6113 | 0.11399 | 0 | 1.0002
1995-09-28 14:00 | 217.1254 | 182.2161 | 511.9775 | 17.2584 | 3.5836 | 1.5121 | 6.6466 | 17.6541 | 0.11399 | 0 | 1.8188
1995-09-28 15:00 | 263.5083 | 187.2297 | 361.8892 | 23.2167 | 3.5836 | 1.5122 | 9.7059 | 17.9136 | 0.11399 | 0 | 15.6745
1995-09-28 16:00 | 292.1598 | 192.7325 | 182.3013 | 31.6411 | 18.7926 | 1.5114 | 8.9236 | 17.9396 | 0.11399 | 0 | 39.6626
1995-09-28 17:00 | 289.2858 | 196.7192 | 39.2494 | 26.7843 | 18.7926 | 1.5145 | 23.3318 | 17.9401 | 0.35764 | 1.808 | 53.652
1995-09-28 18:00 | 288.0362 | 200.323 | 0.46809 | 29.6331 | 18.7926 | 1.5361 | 27.6078 | 17.9771 | 0.35764 | 1.808 | 55.386
1995-09-28 19:00 | 303.2942 | 199.8984 | 0 | 26.6327 | 18.7926 | 1.5368 | 30.1328 | 18.0657 | 0.41331 | 1.808 | 63.5946
1995-09-28 20:00 | 289.1744 | 201.299 | 0 | 35.3205 | 18.7926 | 1.5372 | 32.1046 | 17.9966 | 0.41331 | 1.808 | 48.2582
1995-09-28 21:00 | 287.6964 | 198.247 | 0 | 51.8451 | 18.7926 | 1.5373 | 33.4018 | 17.9839 | 0.43546 | 1.808 | 37.7755
1995-09-28 22:00 | 296.5867 | 200.7881 | 0 | 35.5035 | 18.7926 | 1.5375 | 30.6569 | 17.6443 | 0.43546 | 1.808 | 56.0281
1995-09-28 23:00 | 285.91 | 197.3964 | 0 | 28.8135 | 18.7926 | 1.5376 | 32.8087 | 17.5451 | 0.43546 | 1.808 | 18.8042
1995-09-29 | 291.5664 | 196.7191 | 0 | 50.0706 | 18.7926 | 1.5373 | 56.5079 | 17.7522 | 0.43546 | 1.8279 | 31.5719
1995-09-29 01:00 | 285.8947 | 193.4407 | 0 | 42.719 | 18.7926 | 1.4973 | 54.7979 | 17.6963 | 0.43546 | 1.8279 | 32.7431
1995-09-29 02:00 | 278.6486 | 194.8662 | 0 | 36.4109 | 17.6957 | 1.4964 | 54.1024 | 17.6632 | 0.45761 | 1.808 | 40.1977
1995-09-29 03:00 | 291.3544 | 195.1594 | 0 | 36.3457 | 17.3449 | 1.4955 | 53.6436 | 17.6535 | 0.3792 | 1.808 | 15.3587
1995-09-29 04:00 | 287.9102 | 193.2074 | 0.034771 | 26.0426 | 15.9337 | 1.4945 | 53.5235 | 17.7194 | 0.35705 | 1.808 | 14.814
1995-09-29 05:00 | 281.4986 | 188.9505 | 1.9012 | 26.2749 | 15.209 | 1.4932 | 48.8401 | 17.7574 | 0.3792 | 1.808 | 19.6689
1995-09-29 06:00 | 274.3718 | 191.4112 | 50.413 | 23.6588 | 15.209 | 1.4925 | 41.5777 | 17.6779 | 0.3792 | 1.808 | 18.7508
1995-09-29 07:00 | 250.9969 | 190.0122 | 208.4093 | 24.4261 | 15.6055 | 1.4921 | 39.2613 | 17.7544 | 0.3792 | 1.808 | 0.87311
1995-09-29 08:00 | 216.9423 | 183.8774 | 401.0855 | 23.3075 | 15.209 | 1.4806 | 9.2098 | 17.7318 | 0.039 | 0 | 0.23339
1995-09-29 09:00 | 209.4877 | 183.9926 | 554.2559 | 19.122 | 0 | 1.4766 | 7.6814 | 17.8039 | 0.039 | 0 | 0
1995-09-29 10:00 | 202.2335 | 173.8015 | 618.5134 | 17.7928 | 0 | 1.4774 | 6.224 | 17.6885 | 0.039 | 0 | 0.13729
1995-09-29 11:00 | 205.6153 | 177.1779 | 632.4415 | 12.4911 | 0 | 1.4782 | 6.2322 | 17.7288 | 0 | 0 | 0.14004
1995-09-29 12:00 | 212.1304 | 177.2288 | 608.0941 | 16.1286 | 0 | 1.4686 | 6.2467 | 17.6959 | 0 | 0 | 0
1995-09-29 13:00 | 222.5216 | 179.3107 | 570.0529 | 12.9356 | 0 | 1.4687 | 6.0553 | 17.6188 | 0 | 0 | 0.13729
1995-09-29 14:00 | 232.4544 | 179.141 | 469.5358 | 18.4202 | 0 | 1.4693 | 6.136 | 17.7222 | 0 | 0 | 0.97341
1995-09-29 15:00 | 280.4405 | 194.8658 | 347.1486 | 15.882 | 6.6922 | 1.4494 | 6.4916 | 17.7345 | 0.052253 | 0 | 4.0303
1995-09-29 16:00 | 328.9767 | 198.5495 | 170.4386 | 30.803 | 15.209 | 1.4492 | 21.9768 | 17.9515 | 0.4235 | 1.576 | 18.5876
1995-09-29 17:00 | 326.5268 | 194.6789 | 34.6482 | 28.0753 | 15.209 | 1.4493 | 52.7428 | 17.9791 | 0.4235 | 1.808 | 24.7486
1995-09-29 18:00 | 330.6409 | 194.3558 | 0.21857 | 24.1965 | 15.209 | 1.4493 | 56.2112 | 18.1457 | 0.4235 | 4.1658 | 22.9402
1995-09-29 19:00 | 303.7949 | 192.1004 | 0 | 25.3838 | 15.209 | 1.4494 | 55.0928 | 18.1857 | 0.4235 | 4.2883 | 19.1141
1995-09-29 20:00 | 329.975 | 192.2964 | 0 | 25.914 | 15.209 | 1.4498 | 59.2014 | 18.1874 | 0.4235 | 4.2883 | 22.5345
1995-09-29 21:00 | 314.6784 | 192.4254 | 0 | 37.1384 | 15.209 | 1.4499 | 64.6135 | 18.1539 | 0.3845 | 4.2883 | 11.0746
1995-09-29 22:00 | 313.9655 | 185.872 | 0 | 37.069 | 15.209 | 1.4388 | 59.0928 | 18.0849 | 0.3845 | 5.0793 | 25.5894
1995-09-29 23:00 | 317.9243 | 181.0669 | 0 | 25.256 | 15.209 | 1.4387 | 71.6782 | 17.9622 | 0.36235 | 5.0793 | 27.6091
1995-09-30 | 309.0017 | 174.7578 | 0 | 44.8412 | 16.5426 | 1.4388 | 32.9344 | 17.9086 | 0.36235 | 1.8123 | 48.1226
1995-09-30 01:00 | 304.1662 | 167.1499 | 0 | 41.7737 | 16.5426 | 1.4378 | 23.1333 | 17.8749 | 0.36235 | 1.8123 | 77.2852
1995-09-30 02:00 | 297.6745 | 161.7006 | 0 | 39.5561 | 16.7437 | 1.4372 | 22.66 | 17.809 | 0.36235 | 1.8123 | 60.782
1995-09-30 03:00 | 291.1294 | 159.2518 | 0 | 32.8714 | 17.0858 | 1.4345 | 22.632 | 17.8206 | 0.36235 | 1.8123 | 52.1009
1995-09-30 04:00 | 287.2852 | 153.9825 | 0.031415 | 30.9134 | 16.559 | 1.4319 | 22.6717 | 17.8116 | 0.3845 | 1.8123 | 46.6348
1995-09-30 05:00 | 283.496 | 150.9643 | 3.9994 | 26.7499 | 15.8232 | 1.4297 | 22.2519 | 17.8627 | 0.37325 | 1.8123 | 32.7748
1995-09-30 06:00 | 275.1644 | 147.5167 | 59.5729 | 23.673 | 15.209 | 1.4291 | 22.3249 | 18.0142 | 0.33225 | 1.8123 | 26.5807
1995-09-30 07:00 | 256.6291 | 143.414 | 208.3289 | 16.9141 | 15.209 | 1.4406 | 19.3595 | 18.1049 | 0.28795 | 0.56929 | 11.4366
1995-09-30 08:00 | 208.5391 | 138.3542 | 409.2622 | 18.2415 | 15.209 | 1.442 | 18.3466 | 18.1452 | 0 | 0.0042866 | 0.014701
1995-09-30 09:00 | 203.8159 | 132.1318 | 543.7505 | 17.3735 | 5.7599 | 1.4433 | 17.9148 | 18.0687 | 0 | 0 | 0
1995-09-30 10:00 | 168.4893 | 136.3071 | 626.6357 | 13.4728 | 0 | 1.4451 | 17.8018 | 18.0272 | 0 | 0 | 0.17136
1995-09-30 11:00 | 154.8701 | 134.0406 | 619.9876 | 14.1989 | 0 | 1.4465 | 17.7555 | 18.0896 | 0 | 0 | 0.012739
1995-09-30 12:00 | 204.8681 | 128.374 | 616.3578 | 13.2211 | 0 | 1.4474 | 17.9459 | 17.972 | 0 | 0.0042866 | 0.25759
1995-09-30 13:00 | 186.1036 | 115.4797 | 564.4326 | 19.9537 | 0 | 1.4284 | 18.8154 | 17.9713 | 0 | 0.0042866 | 0.30185
1995-09-30 14:00 | 228.715 | 101.5716 | 460.858 | 25.0307 | 6.9283 | 1.4291 | 19.5224 | 18.0417 | 0 | 0.0042866 | 1.0848
1995-09-30 15:00 | 264.5566 | 90.6464 | 316.0806 | 25.798 | 17.1926 | 1.4293 | 24.8046 | 18.0973 | 0.40736 | 0.0042866 | 4.5361
1995-09-30 16:00 | 267.7163 | 83.8623 | 147.4181 | 28.4581 | 17.1926 | 1.4292 | 44.1185 | 18.0956 | 0.40736 | 0.020247 | 23.9268
1995-09-30 17:00 | 259.1613 | 78.7842 | 28.4954 | 39.0749 | 17.1926 | 1.4317 | 42.6625 | 18.138 | 0.40736 | 1.8282 | 42.693
1995-09-30 18:00 | 254.375 | 80.6245 | 0.095946 | 35.9321 | 17.1926 | 1.4305 | 38.1338 | 18.1709 | 0.38521 | 1.8282 | 48.4431
1995-09-30 19:00 | 257.2742 | 78.84 | 0 | 36.2726 | 15.81 | 1.427 | 52.7726 | 18.1953 | 0.50302 | 1.8282 | 35.8467
1995-09-30 20:00 | 256.9086 | 79.801 | 0 | 54.7179 | 15.81 | 1.4269 | 52.3687 | 18.151 | 0.48087 | 1.8282 | 28.0948
1995-09-30 21:00 | 256.3719 | 78.4302 | 0 | 39.3956 | 15.81 | 1.4266 | 53.5028 | 18.1245 | 0.4642 | 1.8282 | 31.4628
1995-09-30 22:00 | 259.5103 | 80.2803 | 0 | 42.1711 | 15.81 | 1.4272 | 52.3684 | 18.0491 | 0.4642 | 1.8282 | 16.4758
1995-09-30 23:00 | 248.2502 | 86.5657 | 0 | 33.8914 | 15.81 | 1.4273 | 56.5324 | 18.0094 | 0.48635 | 1.8282 | 21.7104
1995-10-01 | 258.3391 | 97.2236 | 0 | 50.1594 | 15.81 | 1.4248 | 103.4826 | 17.9389 | 0.48635 | 2.0497 | 19.6932
1995-10-01 01:00 | 256.0097 | 115.3788 | 0 | 45.0229 | 15.81 | 1.4249 | 78.8765 | 17.8824 | 0.4642 | 2.0497 | 31.849
1995-10-01 02:00 | 255.6608 | 126.0858 | 0 | 51.7553 | 15.81 | 1.4241 | 64.5704 | 17.8306 | 0.4642 | 2.0497 | 19.9117
1995-10-01 03:00 | 259.9261 | 133.6036 | 0 | 29.9321 | 15.81 | 1.4233 | 61.85 | 17.8615 | 0.66372 | 2.0497 | 25.8514
1995-10-01 04:00 | 258.0374 | 150.144 | 0.03077 | 25.0577 | 15.81 | 1.4226 | 59.2256 | 17.8423 | 0.66372 | 2.0497 | 37.0148
1995-10-01 05:00 | 256.2738 | 164.242 | 3.8789 | 21.5999 | 15.81 | 1.4204 | 52.5156 | 17.8782 | 0.63397 | 2.0494 | 49.469
1995-10-01 06:00 | 251.1989 | 175.6028 | 51.6609 | 17.1275 | 15.81 | 1.4215 | 60.7766 | 18.0741 | 0.63397 | 2.0494 | 39.5811
1995-10-01 07:00 | 252.0567 | 190.8338 | 184.6426 | 20.1329 | 15.81 | 1.4222 | 39.6274 | 18.2772 | 0.6951 | 2.0494 | 34.5028
1995-10-01 08:00 | 241.2438 | 194.0203 | 339.4462 | 18.628 | 15.81 | 1.4237 | 36.0842 | 18.1272 | 0.56046 | 1.1769 | 12.9489
1995-10-01 09:00 | 244.1047 | 206.3276 | 463.0552 | 15.7041 | 15.81 | 1.4254 | 44.6751 | 18.1137 | 0.56046 | 0.80642 | 0.33085
1995-10-01 10:00 | 236.485 | 213.5632 | 535.6899 | 18.3083 | 15.81 | 1.4266 | 21.535 | 18.0945 | 0.56046 | 0.80642 | 5.356
1995-10-01 11:00 | 244.1682 | 225.1745 | 571.9157 | 16.8327 | 15.81 | 1.4282 | 33.2424 | 18.1738 | 0.56046 | 0.80642 | 4.2719
1995-10-01 12:00 | 254.7754 | 216.3434 | 550.4248 | 16.2821 | 15.81 | 1.4305 | 21.5215 | 18.0297 | 0.56046 | 0.80642 | 0
1995-10-01 13:00 | 257.2737 | 217.965 | 502.9126 | 19.9253 | 15.81 | 1.4314 | 29.0634 | 18.0245 | 0.56046 | 0.80642 | 0.86318
1995-10-01 14:00 | 265.2424 | 219.4453 | 407.2772 | 19.3727 | 15.81 | 1.4324 | 35.4127 | 18.0315 | 0.56046 | 0.80642 | 9.3605
1995-10-01 15:00 | 265.61 | 220.5515 | 274.5164 | 22.6704 | 15.81 | 1.4324 | 24.9344 | 18.0532 | 0.56046 | 0.80642 | 11.6363
1995-10-01 16:00 | 278.3085 | 219.6658 | 128.8485 | 23.0449 | 15.81 | 1.4316 | 39.9357 | 18.1382 | 0.53831 | 0.80642 | 24.1332
1995-10-01 17:00 | 278.4682 | 215.219 | 29.8927 | 26.8668 | 15.81 | 1.4307 | 49.565 | 18.1029 | 0.53831 | 2.0494 | 42.8868
1995-10-01 18:00 | 272.5765 | 212.8656 | 0.03375 | 35.9348 | 15.81 | 1.4299 | 55.4583 | 18.2171 | 0.56046 | 2.0497 | 44.9969
1995-10-01 19:00 | 275.6477 | 209.5431 | 0 | 45.6016 | 15.81 | 1.4269 | 56.8261 | 18.2287 | 0.53954 | 2.0497 | 32.4711
1995-10-01 20:00 | 275.041 | 201.412 | 0 | 36.6103 | 15.81 | 1.4266 | 73.2108 | 18.2326 | 0.56046 | 2.0497 | 22.6121
1995-10-01 21:00 | 275.0777 | 193.4911 | 0 | 56.3543 | 15.81 | 1.426 | 63.7213 | 18.1662 | 0.55621 | 2.0497 | 11.7962
1995-10-01 22:00 | 279.8807 | 185.4745 | 0 | 56.5819 | 15.81 | 1.4262 | 66.5277 | 18.0958 | 0.55621 | 2.0497 | 10.3249
1995-10-01 23:00 | 286.1347 | 182.2488 | 0 | 33.9499 | 15.81 | 1.4248 | 67.5303 | 17.9801 | 0.51191 | 2.0497 | 21.6996
1995-10-02 | 292.8482 | 180.435 | 0 | 54.9089 | 15.81 | 1.4458 | 55.9128 | 17.8775 | 0.51191 | 1.8859 | 19.3356
1995-10-02 01:00 | 284.9047 | 179.8971 | 0 | 50.7105 | 15.81 | 1.446 | 54.4454 | 17.854 | 0.53406 | 1.8786 | 13.8942
1995-10-02 02:00 | 281.7498 | 174.6763 | 0 | 48.9323 | 15.8115 | 1.4458 | 56.8962 | 17.8341 | 0.53406 | 1.8784 | 9.4062
1995-10-02 03:00 | 280.7925 | 166.8897 | 0 | 43.9457 | 16.575 | 1.4438 | 56.5021 | 17.7946 | 0.53406 | 1.8392 | 5.3293
1995-10-02 04:00 | 278.5375 | 157.1418 | 0.014265 | 33.8652 | 17.41 | 1.4416 | 57.5662 | 17.8184 | 0.53406 | 2.056 | 13.1389
1995-10-02 05:00 | 273.529 | 148.431 | 4.3034 | 43.797 | 17.41 | 1.4425 | 58.3581 | 17.8828 | 0.57506 | 2.0551 | 28.2862
1995-10-02 06:00 | 258.4157 | 150.1013 | 53.8875 | 54.4379 | 17.41 | 1.4476 | 75.531 | 17.9165 | 0.57506 | 2.0583 | 22.5459
1995-10-02 07:00 | 239.437 | 150.7122 | 201.3242 | 38.4884 | 17.41 | 1.4487 | 74.1978 | 17.9499 | 0.57506 | 2.0653 | 6.1303
1995-10-02 08:00 | 210.2028 | 143.3719 | 394.3465 | 40.547 | 17.41 | 1.4502 | 72.9737 | 17.9317 | 0.57506 | 0.8226 | 2.8372
1995-10-02 09:00 | 177.4463 | 148.593 | 556.1399 | 35.5196 | 17.41 | 1.4524 | 60.168 | 17.9246 | 0.57506 | 0.81869 | 0.23339
1995-10-02 10:00 | 160.7504 | 145.9032 | 646.5383 | 41.1155 | 17.41 | 1.4549 | 67.1994 | 17.8898 | 0.57506 | 0.82243 | 0.050752
1995-10-02 11:00 | 166.1504 | 160.0422 | 682.3639 | 38.0726 | 17.41 | 1.4567 | 42.9707 | 17.8037 | 0.57506 | 0.80749 | 19.5084
1995-10-02 12:00 | 190.3857 | 174.331 | 643.4101 | 31.2917 | 17.41 | 1.4582 | 57.9571 | 17.8453 | 0.57506 | 0.81713 | 0
1995-10-02 13:00 | 196.0719 | 173.0798 | 559.0012 | 36.3654 | 17.41 | 1.4598 | 59.0685 | 17.7316 | 0.57506 | 0.81997 | 1.3592
1995-10-02 14:00 | 196.6834 | 174.5752 | 439.7749 | 29.5425 | 17.41 | 1.4607 | 57.1473 | 17.7246 | 1.0588 | 0.80763 | 4.0403
1995-10-02 15:00 | 176.3182 | 180.5034 | 286.038 | 41.4216 | 17.41 | 1.461 | 59.3337 | 17.6957 | 1.1958 | 0.81418 | 21.7489
1995-10-02 16:00 | 160.1905 | 184.8474 | 123.1112 | 54.0471 | 17.41 | 1.4602 | 74.3827 | 17.7818 | 1.218 | 0.81732 | 44.7334
1995-10-02 17:00 | 152.2149 | 189.7771 | 23.8599 | 62.5311 | 17.41 | 1.4791 | 62.7379 | 17.849 | 1.3753 | 2.0542 | 83.8346
1995-10-02 18:00 | 154.7106 | 189.2944 | 0 | 84.1347 | 17.41 | 1.4787 | 70.1945 | 17.9399 | 1.3753 | 2.1044 | 82.9906
1995-10-02 19:00 | 163.2663 | 185.6995 | 0 | 64.6887 | 17.41 | 1.4776 | 58.8716 | 17.9629 | 1.3962 | 2.1096 | 97.9383
1995-10-02 20:00 | 171.4986 | 180.3507 | 0 | 67.3188 | 17.41 | 1.4699 | 75.9019 | 18.0009 | 1.4184 | 2.1103 | 62.298
1995-10-02 21:00 | 181.3093 | 175.1818 | 0 | 60.4652 | 17.41 | 1.4695 | 73.1807 | 17.9389 | 1.4393 | 2.1108 | 57.1005
1995-10-02 22:00 | 201.7937 | 179.6001 | 0 | 67.7604 | 17.41 | 1.4703 | 73.8914 | 17.9012 | 1.4393 | 2.1038 | 33.3038
1995-10-02 23:00 | 198.2204 | 174.5995 | 0 | 55.3297 | 17.41 | 1.4704 | 54.3349 | 17.8265 | 1.4393 | 2.1078 | 39.2037
1995-10-03 | 196.6366 | 169.1096 | 0 | 76.7494 | 17.41 | 1.4726 | 45.0331 | 17.714 | 0.64027 | 0.6413 | 6.7918
1995-10-03 01:00 | 201.9058 | 159.1518 | 0 | 66.1022 | 17.41 | 1.4728 | 49.8574 | 17.6512 | 0.33017 | 0.63502 | 3.4575
1995-10-03 02:00 | 208.2917 | 149.8685 | 0 | 60.5043 | 17.41 | 1.4727 | 38.6094 | 17.6405 | 0.13066 | 0.63488 | 13.4788
1995-10-03 03:00 | 213.3831 | 148.1384 | 0 | 55.211 | 17.41 | 1.4702 | 49.2132 | 17.629 | 0.13066 | 0.6411 | 5.9316
1995-10-03 04:00 | 218.7682 | 151.0534 | 0.00053036 | 49.5659 | 5.6234 | 1.4683 | 37.5687 | 17.6472 | 0.13066 | 0.58525 | 18.9509
1995-10-03 05:00 | 223.7879 | 156.1136 | 5.892 | 47.5955 | 3.5836 | 1.467 | 38.8351 | 17.6922 | 0.13066 | 0.020247 | 22.2294
1995-10-03 06:00 | 227.0731 | 157.9384 | 54.8062 | 34.025 | 3.5836 | 1.467 | 34.7812 | 17.7284 | 0.11399 | 0.020247 | 12.4776
1995-10-03 07:00 | 224.3448 | 160.0015 | 186.8266 | 26.7594 | 3.5836 | 1.4681 | 34.9467 | 17.8919 | 0.11399 | 0.019936 | 1.1314
1995-10-03 08:00 | 215.7662 | 167.9385 | 345.8581 | 23.2287 | 3.5836 | 1.4697 | 22.7378 | 17.8676 | 0.11399 | 0.019936 | 0.086848
1995-10-03 09:00 | 201.5318 | 174.154 | 463.2436 | 18.6778 | 3.5836 | 1.471 | 17.6914 | 17.7191 | 0.11399 | 0 | 0.13803
1995-10-03 10:00 | 163.9389 | 173.5508 | 540.6006 | 18.5887 | 3.5836 | 1.4888 | 16.0468 | 17.7185 | 0.11399 | 0 | 0.39693
1995-10-03 11:00 | 169.2122 | 169.8455 | 549.1713 | 21.0544 | 3.4555 | 1.4908 | 15.6737 | 17.63 | 0.11399 | 0 | 0
1995-10-03 12:00 | 171.1155 | 164.4668 | 555.8818 | 14.425 | 3.5836 | 1.4919 | 16.7069 | 17.6206 | 0.11399 | 0.00915 | 0.4219
1995-10-03 13:00 | 171.3333 | 163.0176 | 497.9452 | 22.0645 | 3.5836 | 1.4925 | 13.3738 | 17.6157 | 0.11399 | 0.011572 | 1.9568
1995-10-03 14:00 | 197.0929 | 165.9911 | 378.5871 | 25.5172 | 3.5836 | 1.4894 | 15.1749 | 17.659 | 0.11399 | 0.0010379 | 5.9377
1995-10-03 15:00 | 210.814 | 183.9253 | 231.6685 | 25.9792 | 3.5836 | 1.4896 | 32.222 | 17.7129 | 0.11399 | 0.026301 | 25.6465
1995-10-03 16:00 | 246.3008 | 194.3787 | 103.8209 | 35.5293 | 3.5836 | 1.4896 | 38.9952 | 17.7781 | 0.11399 | 0.028983 | 56.8201
1995-10-03 17:00 | 269.3843 | 205.2429 | 26.5214 | 42.9311 | 1.9836 | 1.4968 | 40.0057 | 17.8622 | 0.11399 | 0.019936 | 35.4299
1995-10-03 18:00 | 289.8238 | 213.8696 | 0 | 36.0656 | 1.9836 | 1.5043 | 45.2382 | 17.9002 | 0.11399 | 0.019936 | 43.4591
1995-10-03 19:00 | 303.4845 | 219.063 | 0 | 36.9408 | 1.9836 | 1.4952 | 46.1664 | 17.9213 | 0.11399 | 0.019936 | 17.9173
1995-10-03 20:00 | 312.3623 | 219.2317 | 0 | 29.0147 | 1.9836 | 1.4958 | 45.7564 | 17.9266 | 0.11399 | 0.019936 | 19.7419
1995-10-03 21:00 | 309.7297 | 218.7929 | 0 | 34.4405 | 1.9836 | 1.4958 | 42.5568 | 17.8831 | 0.11399 | 0.019936 | 12.779
1995-10-03 22:00 | 313.4518 | 221.0931 | 0 | 27.2705 | 1.9836 | 1.4971 | 45.1175 | 17.8755 | 0.11399 | 0.019936 | 18.0691
1995-10-03 23:00 | 310.6799 | 214.8737 | 0 | 21.0695 | 1.9836 | 1.4982 | 50.4072 | 17.7585 | 0.11399 | 0.019936 | 10.9237
1995-10-04 | 320.9357 | 212.5531 | 0 | 41.8139 | 15.81 | 1.4984 | 57.0817 | 17.7246 | 0.58054 | 2.0959 | 20.1517
1995-10-04 01:00 | 314.9968 | 214.4948 | 0 | 34.1094 | 15.81 | 1.4985 | 55.8015 | 17.667 | 0.58054 | 2.0959 | 23.5531
1995-10-04 02:00 | 310.19 | 217.7155 | 0 | 31.0078 | 15.81 | 1.4984 | 54.2791 | 17.5449 | 0.58054 | 2.0494 | 23.2925
1995-10-04 03:00 | 312.1431 | 220.5003 | 0 | 22.4022 | 15.0642 | 1.4955 | 54.4302 | 17.6465 | 0.27168 | 2.0494 | 9.1693
1995-10-04 04:00 | 317.9315 | 220.6261 | 0.0099635 | 22.1379 | 1.9902 | 1.4934 | 51.5315 | 17.7479 | 0.27168 | 1.8279 | 10.4122
1995-10-04 05:00 | 321.4787 | 224.3272 | 5.6635 | 18.2116 | 5.8826 | 1.4985 | 51.2074 | 17.9125 | 0.27168 | 1.8279 | 8.5496
1995-10-04 06:00 | 322.3704 | 227.6425 | 48.9889 | 22.0748 | 3.4408 | 1.4984 | 50.8033 | 18.0602 | 0.26743 | 1.8279 | 10.8554
1995-10-04 07:00 | 320.4135 | 234.3534 | 166.6191 | 22.4576 | 1.9836 | 1.4995 | 45.7074 | 18.1672 | 0.26743 | 1.8279 | 8.7982
1995-10-04 08:00 | 290.3272 | 236.2704 | 324.4689 | 14.4065 | 1.9836 | 1.5012 | 37.7482 | 18.0689 | 0.14194 | 0.019936 | 0.13758
1995-10-04 09:00 | 252.2043 | 236.6018 | 452.8269 | 13.9569 | 1.9836 | 1.5281 | 29.7524 | 18.0135 | 0.13066 | 0.019936 | 0
1995-10-04 10:00 | 226.4953 | 231.0542 | 538.2267 | 14.3616 | 1.9836 | 1.5312 | 28.9966 | 18.0943 | 0.14194 | 0.0042866 | 0
1995-10-04 11:00 | 230.1344 | 228.3439 | 557.1882 | 11.2371 | 1.9836 | 1.5324 | 28.5774 | 18.0196 | 0.14194 | 0.0042866 | 0.030579
1995-10-04 12:00 | 236.3116 | 221.927 | 532.0197 | 17.9953 | 1.9836 | 1.5329 | 28.1829 | 17.9925 | 0.14194 | 0.0042866 | 0.13378
1995-10-04 13:00 | 229.557 | 220.7799 | 481.9265 | 16.5158 | 1.9836 | 1.533 | 32.2166 | 18.0675 | 0.14194 | 0.0042866 | 0.018383
1995-10-04 14:00 | 227.5062 | 223.1392 | 386.87 | 18.2353 | 1.9836 | 1.5333 | 33.8792 | 18.0274 | 0.21321 | 0.019936 | 0.56377
1995-10-04 15:00 | 251.5347 | 222.1677 | 234.1692 | 22.3056 | 1.9836 | 1.533 | 54.2376 | 17.8357 | 0.30926 | 0.36487 | 5.2709
1995-10-04 16:00 | 284.9667 | 224.2817 | 108.6752 | 26.9436 | 1.9836 | 1.5326 | 60.6067 | 18.1486 | 0.30926 | 0.36487 | 33.528
1995-10-04 17:00 | 300.238 | 223.0336 | 24.2872 | 30.6344 | 15.81 | 1.5316 | 53.712 | 18.2352 | 0.66366 | 2.1729 | 14.0286
1995-10-04 18:00 | 300.5711 | 225.8551 | 0 | 30.1932 | 15.81 | 1.5286 | 58.0114 | 18.3445 | 0.64151 | 2.1729 | 13.8332
1995-10-04 19:00 | 300.3088 | 222.9468 | 0 | 23.5769 | 15.81 | 1.5276 | 58.9238 | 18.3244 | 0.64151 | 2.1729 | 13.3051
1995-10-04 20:00 | 293.6411 | 217.9043 | 0 | 27.245 | 15.81 | 1.5238 | 61.4433 | 18.3037 | 0.64151 | 2.1729 | 14.5456
1995-10-04 21:00 | 275.9428 | 211.9336 | 0 | 26.8628 | 15.81 | 1.5204 | 64.724 | 18.2051 | 0.59643 | 2.1729 | 23.4937
1995-10-04 22:00 | 273.7239 | 205.1963 | 0 | 40.9515 | 15.81 | 1.5206 | 63.4437 | 18.1322 | 0.41783 | 2.0494 | 15.5523
1995-10-04 23:00 | 255.4274 | 197.2967 | 0 | 31.8911 | 15.81 | 1.5203 | 66.7116 | 18.0032 | 0.57428 | 2.0494 | 18.2422
1995-10-05 | 243.9702 | 190.0906 | 0 | 43.1203 | 15.81 | 1.5576 | 86.8872 | 18.1227 | 0.55213 | 2.0494 | 15.9792
1995-10-05 01:00 | 237.721 | 181.0477 | 0 | 39.7803 | 15.81 | 1.557 | 73.4913 | 18.0882 | 0.53122 | 2.0494 | 30.2251
1995-10-05 02:00 | 235.9792 | 174.1571 | 0 | 31.6366 | 15.81 | 1.5562 | 75.2577 | 17.9858 | 0.53122 | 2.0494 | 28.1463
1995-10-05 03:00 | 237.0475 | 166.5421 | 0 | 29.0549 | 15.81 | 1.5528 | 83.6449 | 18.0137 | 0.55213 | 2.0494 | 20.3286
1995-10-05 04:00 | 237.0574 | 166.2399 | 0.0020764 | 21.8787 | 15.81 | 1.55 | 81.0896 | 18.1224 | 0.55213 | 2.0494 | 22.9574
1995-10-05 05:00 | 237.0845 | 166.4253 | 5.2789 | 23.8141 | 15.81 | 1.5479 | 69.6624 | 18.1387 | 0.55213 | 2.0494 | 22.6889
1995-10-05 06:00 | 234.2427 | 166.1254 | 47.9557 | 23.5214 | 15.81 | 1.5502 | 65.4361 | 18.3657 | 0.37353 | 2.0494 | 26.9239
1995-10-05 07:00 | 223.677 | 162.8136 | 158.628 | 28.5081 | 15.81 | 1.5481 | 65.958 | 18.4356 | 0.37353 | 2.0494 | 24.9369
1995-10-05 08:00 | 198.1581 | 155.4464 | 311.7332 | 25.4579 | 15.81 | 1.5496 | 66.0387 | 18.3469 | 0.37353 | 2.0494 | 12.7881
1995-10-05 09:00 | 176.0927 | 157.6246 | 442.7758 | 21.1461 | 15.81 | 1.551 | 41.2395 | 18.3498 | 0.35687 | 0.0042866 | 3.8187
1995-10-05 10:00 | 158.6514 | 150.9063 | 513.3495 | 18.2767 | 15.81 | 1.5529 | 40.9529 | 18.3389 | 0.068917 | 0.0042866 | 4.5749
1995-10-05 11:00 | 157.0723 | 159.7652 | 549.8959 | 18.2585 | 15.81 | 1.5544 | 38.3112 | 18.3056 | 0.068917 | 0.0042866 | 3.5756
1995-10-05 12:00 | 158.1942 | 163.1344 | 539.8691 | 21.045 | 15.81 | 1.5562 | 36.3198 | 18.1431 | 0.26843 | 0.0042866 | 3.1172
1995-10-05 13:00 | 161.3989 | 164.7766 | 494.2708 | 20.747 | 15.81 | 1.5571 | 33.1848 | 18.2174 | 0.26843 | 0.22577 | 1.9926
1995-10-05 14:00 | 159.6548 | 164.876 | 396.8524 | 20.7857 | 15.81 | 1.5685 | 46.7618 | 18.2659 | 0.26843 | 0.24142 | 2.2695
1995-10-05 15:00 | 172.1929 | 170.9728 | 258.0681 | 24.087 | 15.81 | 1.5689 | 67.6017 | 18.3938 | 0.26843 | 0.24142 | 9.3593
1995-10-05 16:00 | 185.4147 | 183.7201 | 113.0343 | 32.3324 | 15.81 | 1.5689 | 79.8115 | 18.4261 | 0.53423 | 2.0494 | 31.8329
1995-10-05 17:00 | 199.7532 | 194.9415 | 25.0291 | 37.3548 | 15.81 | 1.5687 | 76.3986 | 18.4888 | 0.53423 | 2.0494 | 39.4384
1995-10-05 18:00 | 208.0519 | 203.0012 | 0 | 38.4307 | 15.81 | 1.5498 | 86.8617 | 18.4723 | 0.35687 | 2.0494 | 44.7681
1995-10-05 19:00 | 212.1044 | 201.8007 | 0 | 40.7936 | 15.81 | 1.5494 | 88.9198 | 18.5602 | 0.35687 | 2.0494 | 34.3219
1995-10-05 20:00 | 204.7655 | 194.1699 | 0 | 35.0737 | 15.81 | 1.5496 | 83.5548 | 18.5232 | 0.55638 | 2.0494 | 61.734
1995-10-05 21:00 | 195.7984 | 191.0557 | 0 | 38.0107 | 15.81 | 1.5497 | 109.3317 | 18.4133 | 0.60146 | 2.0959 | 36.6451
1995-10-05 22:00 | 203.3779 | 212.2035 | 0 | 40.4722 | 15.81 | 1.5371 | 93.4559 | 18.3345 | 0.60146 | 2.0959 | 19.765
1995-10-05 23:00 | 182.7409 | 212.7282 | 0 | 21.9918 | 15.81 | 1.5374 | 99.6092 | 18.2326 | 0.60269 | 2.0959 | 23.77
1995-10-06 | 176.1903 | 209.8243 | 0 | 46.4481 | 15.81 | 1.5377 | 68.9331 | 18.1581 | 0.62484 | 2.0959 | 29.8318
1995-10-06 01:00 | 158.5579 | 196.3339 | 0 | 48.9634 | 15.81 | 1.5378 | 57.8834 | 18.0277 | 0.64576 | 2.0959 | 45.1961
1995-10-06 02:00 | 153.5133 | 184.7028 | 0 | 41.0555 | 15.81 | 1.5237 | 58.3225 | 17.9833 | 0.64576 | 2.0959 | 49.6451
1995-10-06 03:00 | 151.3603 | 180.7462 | 0 | 42.5568 | 15.81 | 1.516 | 58.5761 | 18.0511 | 0.62484 | 2.0494 | 46.3195
1995-10-06 04:00 | 146.3654 | 184.3884 | 0 | 33.334 | 15.81 | 1.5136 | 57.3711 | 18.0495 | 0.29259 | 2.0494 | 42.9395
1995-10-06 05:00 | 146.9575 | 192.6994 | 4.9769 | 29.3639 | 15.81 | 1.5122 | 57.0579 | 18.1121 | 0.29259 | 2.0494 | 22.7131
1995-10-06 06:00 | 143.8316 | 205.2111 | 44.7652 | 25.6492 | 15.81 | 1.5121 | 47.3226 | 18.2701 | 0.29259 | 2.0494 | 3.6361
1995-10-06 07:00 | 148.6592 | 212.0531 | 181.459 | 23.5037 | 15.81 | 1.5129 | 38.6342 | 18.2867 | 0.29259 | 2.0494 | 0.56169
1995-10-06 08:00 | 122.0523 | 210.576 | 369.7975 | 19.3789 | 1.9836 | 1.515 | 29.7365 | 18.0515 | 0.12527 | 0.56929 | 0
1995-10-06 09:00 | 93.1277 | 214.5379 | 491.2426 | 19.4705 | 1.9836 | 1.5163 | 21.4055 | 17.9756 | 0.13066 | 0.0042866 | 0.43522
1995-10-06 10:00 | 86.7277 | 212.4084 | 593.7358 | 11.6787 | 1.9836 | 1.5178 | 15.0199 | 18.0143 | 0.13066 | 0.0042866 | 0.277
1995-10-06 11:00 | 87.4638 | 216.7168 | 578.2527 | 17.0192 | 1.9836 | 1.5197 | 14.7494 | 17.9989 | 0.13066 | 0.0042866 | 0.23601
1995-10-06 12:00 | 92.7018 | 216.1525 | 549.2511 | 13.264 | 1.9836 | 1.5214 | 14.4437 | 17.9289 | 0.13066 | 0.0042866 | 0
1995-10-06 13:00 | 99.0448 | 215.7988 | 485.9532 | 16.7325 | 1.9836 | 1.523 | 17.9934 | 17.9146 | 0.13066 | 0.0042866 | 0.37499
1995-10-06 14:00 | 105.5203 | 215.3359 | 398.3728 | 18.6834 | 1.9836 | 1.5242 | 32.2115 | 17.9722 | 0.13066 | 0.019936 | 0.49486
1995-10-06 15:00 | 137.8798 | 214.5301 | 256.658 | 23.9625 | 1.9836 | 2.4396 | 37.4433 | 18.0851 | 0.30926 | 0.14339 | 14.5995
1995-10-06 16:00 | 160.5886 | 220.3774 | 121.3382 | 37.121 | 15.81 | 2.4338 | 52.6252 | 18.5098 | 0.28834 | 0.1437 | 44.6387
1995-10-06 17:00 | 177.5407 | 217.0035 | 26.1779 | 25.4136 | 15.81 | 2.4316 | 51.5471 | 18.5443 | 0.28834 | 1.9517 | 22.2286
1995-10-06 18:00 | 187.3686 | 213.8457 | 0 | 36.4581 | 15.81 | 2.435 | 62.3533 | 18.3311 | 0.14194 | 1.9517 | 32.2652
1995-10-06 19:00 | 211.8511 | 214.9695 | 0 | 23.636 | 15.81 | 2.4458 | 69.9684 | 18.5987 | 0.13066 | 1.9623 | 23.4274
1995-10-06 20:00 | 212.1907 | 215.3876 | 0 | 28.7412 | 15.81 | 2.4539 | 63.2598 | 18.5463 | 0.13066 | 1.9982 | 32.0027
1995-10-06 21:00 | 212.8194 | 215.1984 | 0 | 25.7634 | 15.81 | 2.4665 | 77.3843 | 18.5289 | 0.13066 | 1.9982 | 18.6579
1995-10-06 22:00 | 221.8678 | 217.1735 | 0 | 28.6618 | 15.81 | 2.4798 | 71.3932 | 18.2224 | 0.13066 | 1.9982 | 29.5659
1995-10-06 23:00 | 219.1576 | 216.7605 | 0 | 21.2385 | 15.81 | 2.4935 | 62.0313 | 18.3808 | 0.13066 | 1.9982 | 39.0456
1995-10-07 | 209.2541 | 214.3592 | 0 | 64.3397 | 1.9836 | 1.5214 | 19.0088 | 17.7547 | 0.13066 | 0.066777 | 25.8937
1995-10-07 01:00 | 204.2469 | 216.0467 | 0 | 56.7337 | 1.9836 | 1.5097 | 19.7173 | 17.881 | 0.13066 | 0.066777 | 20.9124
1995-10-07 02:00 | 202.589 | 206.5541 | 0 | 45.1347 | 1.9836 | 1.5093 | 18.3242 | 17.728 | 0.13066 | 0.066777 | 21.7956
1995-10-07 03:00 | 199.3206 | 213.1004 | 0 | 43.968 | 1.9836 | 1.5061 | 17.5611 | 17.7556 | 0.11399 | 0.020247 | 16.6068
1995-10-07 04:00 | 198.9747 | 215.1702 | 0 | 21.7091 | 1.9836 | 1.504 | 15.566 | 16.8963 | 0.11399 | 0.020247 | 20.4357
1995-10-07 05:00 | 198.5122 | 211.7104 | 4.5413 | 23.2086 | 1.9836 | 1.5018 | 14.1306 | 16.8886 | 0.11399 | 0.020247 | 14.938
1995-10-07 06:00 | 171.6246 | 202.0092 | 46.4968 | 22.5831 | 1.9836 | 1.5014 | 12.5132 | 17.0757 | 0.11399 | 0.0042866 | 22.7739
1995-10-07 07:00 | 199.0655 | 210.5235 | 183.8283 | 17.8547 | 1.9836 | 1.5016 | 12.1477 | 17.4127 | 0.11399 | 0.0042866 | 12.5144
1995-10-07 08:00 | 153.8593 | 216.1475 | 352.6564 | 18.3579 | 1.9836 | 1.5026 | 11.2427 | 17.153 | 0.11399 | 0.0042866 | 2.8529
1995-10-07 09:00 | 103.1359 | 213.6007 | 476.5179 | 12.8735 | 1.9836 | 1.5039 | 11.2737 | 17.15 | 0.072053 | 0.0042866 | 0.97442
1995-10-07 10:00 | 111.1458 | 214.0183 | 535.6358 | 12.3663 | 1.9836 | 1.505 | 10.2826 | 16.0318 | 0.052253 | 0.0042866 | 1.8089
1995-10-07 11:00 | 105.2791 | 218.3615 | 561.8391 | 14.2194 | 1.9836 | 1.5059 | 10.943 | 16.745 | 0.052253 | 0.0042866 | 0.19833
1995-10-07 12:00 | 142.6104 | 223.8669 | 545.9131 | 14.2659 | 1.9836 | 1.5062 | 11.1202 | 16.8108 | 0.11399 | 0.0042866 | 0.36015
1995-10-07 13:00 | 123.4194 | 224.754 | 484.2079 | 11.8194 | 1.9836 | 1.5065 | 10.7147 | 17.6248 | 0.11399 | 0.0042866 | 0
1995-10-07 14:00 | 132.4493 | 215.0957 | 394.1134 | 17.958 | 1.9836 | 1.5186 | 11.1062 | 17.3066 | 0.11399 | 0.0042866 | 8.398
1995-10-07 15:00 | 156.6235 | 223.9432 | 275.3224 | 17.7149 | 1.9836 | 1.5186 | 12.9507 | 18.2052 | 0.11399 | 0.0042866 | 7.2448
1995-10-07 16:00 | 175.2433 | 214.1438 | 134.4002 | 34.7224 | 1.9836 | 1.5182 | 16.0239 | 18.56 | 0.11399 | 0.0042866 | 32.9472
1995-10-07 17:00 | 184.9624 | 189.2662 | 26.1543 | 27.8656 | 15.81 | 1.5176 | 16.3653 | 18.4744 | 0.11399 | 0.0042866 | 45.0479
1995-10-07 18:00 | 198.7946 | 182.2722 | 0 | 27.1122 | 15.81 | 1.5166 | 17.0037 | 17.2512 | 0.11399 | 0.020247 | 46.6434
1995-10-07 19:00 | 214.5173 | 177.1085 | 0 | 29.3114 | 17.1926 | 1.5157 | 20.0291 | 18.4402 | 0.11399 | 0.020247 | 38.0861
1995-10-07 20:00 | 223.4008 | 178.6669 | 0 | 26.2154 | 17.1926 | 1.5154 | 20.3999 | 18.626 | 0.11399 | 0.020247 | 30.2061
1995-10-07 21:00 | 228.6233 | 180.4288 | 0 | 32.471 | 13.7569 | 1.5142 | 19.9942 | 18.3585 | 0.11399 | 0.020247 | 11.3691
1995-10-07 22:00 | 247.5599 | 190.5766 | 0 | 27.6966 | 11.707 | 1.515 | 20.5476 | 18.5116 | 0.11399 | 0.020247 | 13.9404
1995-10-07 23:00 | 237.7834 | 197.2589 | 0 | 35.9092 | 12.9846 | 1.5449 | 19.7078 | 18.1605 | 0.11399 | 0.020247 | 7.3991
1995-10-08 | 242.5649 | 203.3284 | 0 | 62.0883 | 17.1926 | 1.5421 | 18.247 | 18.3606 | 0.11399 | 0.050817 | 21.8765
1995-10-08 01:00 | 236.0936 | 197.7618 | 0 | 49.3883 | 17.1926 | 1.5419 | 18.2661 | 18.3138 | 0.11399 | 0.050817 | 23.9645
1995-10-08 02:00 | 233.75 | 196.974 | 0 | 48.7187 | 17.1926 | 1.5408 | 18.0665 | 18.2825 | 0.11399 | 0.005156 | 16.9564
1995-10-08 03:00 | 226.9724 | 194.5158 | 0 | 35.5628 | 17.1926 | 1.5396 | 17.4819 | 18.3296 | 0.13066 | 0.0042866 | 28.2086
1995-10-08 04:00 | 228.0333 | 194.6265 | 0 | 32.2038 | 17.1926 | 1.5385 | 17.6752 | 18.3142 | 0.13066 | 0.0042866 | 48.1403
1995-10-08 05:00 | 226.727 | 199.9552 | 4.1697 | 35.3567 | 17.1926 | 1.5358 | 18.0011 | 18.4042 | 0.13066 | 0.0042866 | 49.2708
1995-10-08 06:00 | 223.3473 | 209.2967 | 43.4572 | 42.4009 | 17.1926 | 1.5485 | 18.132 | 18.5878 | 0.13066 | 0.0042866 | 57.3616
1995-10-08 07:00 | 219.8381 | 219.907 | 192.9677 | 29.3116 | 12.5113 | 1.5488 | 18.7537 | 18.6904 | 0.13066 | 0.0042866 | 61.5158
1995-10-08 08:00 | 209.2811 | 224.5253 | 397.1922 | 30.1144 | 1.9836 | 1.5502 | 18.2377 | 18.6874 | 0.13066 | 0.0042866 | 5.7699
1995-10-08 09:00 | 186.5129 | 222.3656 | 573.611 | 23.7857 | 17.1926 | 1.5517 | 18.0189 | 18.7075 | 0.13066 | 0.0042866 | 0.12214
1995-10-08 10:00 | 136.7285 | 221.2407 | 686.3433 | 17.4751 | 1.9836 | 1.5538 | 17.0005 | 18.6146 | 0.13066 | 0.0042866 | 0.10783
1995-10-08 11:00 | 135.2734 | 213.9638 | 729.4731 | 28.1129 | 1.9836 | 1.5569 | 17.1541 | 18.573 | 0.13066 | 0.0042866 | 0.1761
1995-10-08 12:00 | 128.4524 | 214.7231 | 729.5836 | 27.0802 | 1.9836 | 1.56 | 16.82 | 18.4611 | 0.13066 | 0.0042866 | 1.8456
1995-10-08 13:00 | 132.6351 | 209.5759 | 668.3114 | 21.8672 | 17.1926 | 1.5611 | 16.1985 | 18.4855 | 0.13066 | 0.0042866 | 3.6804
1995-10-08 14:00 | 148.3458 | 202.0534 | 540.9251 | 30.3063 | 1.9836 | 1.5615 | 16.3872 | 18.5179 | 0.13066 | 0.0042866 | 6.3671
1995-10-08 15:00 | 165.2133 | 203.7908 | 352.3299 | 42.9677 | 1.9836 | 1.5411 | 17.8659 | 18.5503 | 0.13066 | 0.0042866 | 40.9623
1995-10-08 16:00 | 193.1146 | 203.4083 | 145.1207 | 37.1606 | 17.1926 | 1.5402 | 18.6862 | 18.5937 | 0.13066 | 0.0042866 | 65.629
1995-10-08 17:00 | 205.8134 | 208.2433 | 25.5435 | 47.7811 | 17.1926 | 1.5387 | 18.9792 | 18.7086 | 0.13066 | 0.0042866 | 83.0209
1995-10-08 18:00 | 220.0059 | 216.3534 | 0 | 61.5513 | 5.2504 | 1.5372 | 19.8986 | 18.6644 | 0.13066 | 0.050817 | 68.3555
1995-10-08 19:00 | 236.0528 | 220.9767 | 0 | 45.9006 | 17.1926 | 1.5362 | 20.0486 | 18.7262 | 0.13066 | 0.050817 | 60.599
1995-10-08 20:00 | 238.5751 | 226.5557 | 0 | 41.2271 | 17.1926 | 1.5357 | 18.7439 | 18.712 | 0.13066 | 0.050817 | 38.5212
1995-10-08 21:00 | 235.7713 | 227.773 | 0 | 47.591 | 17.1926 | 1.5319 | 19.5978 | 18.7558 | 0.13066 | 0.050817 | 32.411
1995-10-08 22:00 | 230.2415 | 230.2199 | 0 | 54.811 | 17.1926 | 1.5321 | 18.4022 | 18.5655 | 0.13066 | 0.050817 | 23.5452
1995-10-08 23:00 | 224.1126 | 232.0916 | 0 | 44.4901 | 17.1926 | 1.5304 | 18.9235 | 18.1828 | 0.13066 | 0.050817 | 20.6392
1995-10-09 | 227.6744 | 234.3335 | 0 | 40.9412 | 17.1926 | 2.4528 | 64.0373 | 18.4174 | 0.64991 | 3.7458 | 12.2432
1995-10-09 01:00 | 220.1609 | 235.1067 | 0 | 36.6956 | 17.1926 | 2.4576 | 63.3941 | 18.3924 | 0.64991 | 3.2405 | 1.4003
1995-10-09 02:00 | 215.8403 | 235.1058 | 0 | 50.6061 | 17.1926 | 2.4629 | 63.2719 | 18.4022 | 0.64991 | 2.0889 | 1.1802
1995-10-09 03:00 | 221.3861 | 227.6811 | 0 | 40.0513 | 17.1926 | 2.4657 | 61.3342 | 18.3659 | 0.64991 | 2.0497 | 14.4165
1995-10-09 04:00 | 226.4167 | 225.0852 | 0 | 27.0327 | 17.1926 | 2.4882 | 60.7416 | 18.4024 | 0.64991 | 2.0497 | 15.8482
1995-10-09 05:00 | 229.8055 | 222.0418 | 4.3647 | 31.2326 | 17.1926 | 1.5505 | 59.6175 | 18.4158 | 0.64991 | 2.0497 | 18.8899
1995-10-09 06:00 | 236.8932 | 221.6008 | 45.9872 | 41.825 | 17.1926 | 2.4739 | 59.3004 | 18.4747 | 0.66119 | 2.0497 | 35.7937
1995-10-09 07:00 | 243.1163 | 216.0899 | 213.216 | 32.3 | 17.1926 | 2.4757 | 54.9958 | 18.5307 | 0.66119 | 2.0594 | 11.7947
1995-10-09 08:00 | 216.3485 | 215.3916 | 441.1355 | 30.5776 | 17.1926 | 2.4723 | 50.674 | 18.6451 | 0.63904 | 2.0497 | 0.50667
1995-10-09 09:00 | 156.2019 | 206.1223 | 642.4497 | 36.7645 | 17.1926 | 2.4782 | 51.0925 | 18.5111 | 0.63904 | 2.0494 | 0.41402
1995-10-09 10:00 | 161.3582 | 187.1578 | 752.3115 | 34.3236 | 17.1926 | 2.4838 | 53.0798 | 18.5485 | 0.63904 | 2.0494 | 0.09129
1995-10-09 11:00 | 129.4746 | 186.5739 | 802.4609 | 35.4472 | 17.1926 | 2.4856 | 51.8316 | 18.3812 | 0.63904 | 2.0494 | 0.095691
1995-10-09 12:00 | 146.2445 | 185.2895 | 783.0746 | 29.3643 | 17.1926 | 2.4862 | 49.4231 | 18.3589 | 0.63904 | 2.0494 | 0.23339
1995-10-09 13:00 | 132.9213 | 183.0079 | 699.9284 | 25.5626 | 17.1926 | 2.486 | 49.209 | 18.3009 | 0.66119 | 2.0494 | 0.9955
1995-10-09 14:00 | 166.9896 | 187.123 | 544.8921 | 24.9962 | 17.1926 | 2.4869 | 50.2547 | 18.4174 | 0.66119 | 2.0494 | 3.3345
1995-10-09 15:00 | 162.9139 | 180.3993 | 355.2533 | 30.9592 | 17.1926 | 2.4887 | 50.0416 | 18.3177 | 0.64027 | 2.0497 | 11.1663
1995-10-09 16:00 | 176.2746 | 184.5495 | 140.5094 | 44.1726 | 17.1926 | 2.4543 | 65.1202 | 18.3758 | 0.64027 | 2.0497 | 48.0126
1995-10-09 17:00 | 185.4976 | 178.5878 | 21.2632 | 50.9175 | 17.1926 | 2.4489 | 98.6821 | 18.484 | 0.64027 | 3.6993 | 52.7765
1995-10-09 18:00 | 197.8261 | 176.4831 | 0 | 64.7848 | 17.1926 | 2.4508 | 97.0966 | 18.5026 | 0.64027 | 3.8943 | 38.2712
1995-10-09 19:00 | 201.0954 | 171.933 | 0 | 51.9664 | 17.1926 | 2.4599 | 99.7182 | 18.5147 | 0.59721 | 3.6993 | 43.2045
1995-10-09 20:00 | 202.7682 | 166.6749 | 0 | 53.6064 | 17.1926 | 2.4742 | 101.7435 | 18.5559 | 0.59721 | 3.6993 | 30.4145
1995-10-09 21:00 | 198.6287 | 153.189 | 0 | 68.49 | 17.1926 | 2.507 | 102.5779 | 18.516 | 0.59721 | 3.6993 | 13.3227
1995-10-09 22:00 | 200.6665 | 128.7568 | 0 | 57.6877 | 17.1926 | 2.5221 | 100.8024 | 18.4805 | 0.73185 | 3.6993 | 20.6194
1995-10-09 23:00 | 188.5453 | 109.1929 | 0 | 61.4866 | 17.1926 | 2.5388 | 101.1592 | 18.4439 | 0.72653 | 3.6993 | 11.7632
1995-10-10 | 183.8948 | 88.6237 | 0 | 66.7873 | 17.1926 | 2.5596 | 126.3968 | 18.3161 | 0.72653 | 12.9105 | 11.6825
1995-10-10 01:00 | 169.8089 | 76.2926 | 0 | 61.8489 | 17.1926 | 2.5815 | 126.9058 | 18.2468 | 0.72653 | 12.9105 | 10.6719
1995-10-10 02:00 | 165.0424 | 68.6224 | 0 | 60.0862 | 17.1926 | 2.6038 | 126.9882 | 18.2173 | 0.72653 | 12.8669 | 29.7208
1995-10-10 03:00 | 158.9558 | 62.286 | 0 | 55.7819 | 17.1926 | 2.6204 | 128.3464 | 18.2106 | 0.72653 | 12.7155 | 16.6951
1995-10-10 04:00 | 154.4554 | 57.0433 | 0 | 49.6032 | 17.1926 | 2.6257 | 128.6393 | 18.2445 | 0.72653 | 12.948 | 32.6662
1995-10-10 05:00 | 152.1288 | 51.9616 | 3.8334 | 54.6124 | 17.1926 | 2.6156 | 122.5042 | 18.2828 | 0.72653 | 13.0145 | 29.9738
1995-10-10 06:00 | 146.0997 | 54.1906 | 49.6787 | 62.8565 | 17.1926 | 2.5738 | 114.4443 | 18.371 | 0.72653 | 13.0145 | 30.3557
1995-10-10 07:00 | 138.9637 | 60.6678 | 208.4447 | 47.4779 | 17.1926 | 2.4995 | 116.3314 | 18.3298 | 0.72653 | 13.0142 | 8.2404
1995-10-10 08:00 | 125.1126 | 64.0254 | 413.4599 | 38.0277 | 16.5426 | 2.4543 | 93.3406 | 18.2584 | 0.74868 | 12.8032 | 0.59272
1995-10-10 09:00 | 113.7437 | 67.366 | 598.511 | 22.6677 | 16.5426 | 2.455 | 77.3752 | 18.2204 | 0.74868 | 8.7103 | 0
1995-10-10 10:00 | 99.3107 | 62.7738 | 717.9558 | 13.8723 | 16.5426 | 2.462 | 68.6706 | 18.1993 | 0.74868 | 8.7103 | 1.0499
1995-10-10 11:00 | 114.6863 | 62.7575 | 738.9231 | 11.5733 | 16.617 | 2.4612 | 68.3388 | 18.1329 | 0.57506 | 7.0704 | 0
1995-10-10 12:00 | 103.7715 | 58.8513 | 748.1213 | 10.5381 | 16.5426 | 2.3909 | 69.1558 | 18.1292 | 0.57506 | 8.7103 | 1.9871
1995-10-10 13:00 | 108.5609 | 63.0426 | 673.4824 | 18.7799 | 16.5426 | 2.3925 | 70.5199 | 18.1289 | 0.7097 | 7.0704 | 0.05963
1995-10-10 14:00 | 124.5184 | 64.905 | 532.8807 | 21.8495 | 17.1926 | 2.3941 | 76.2402 | 18.1666 | 0.72653 | 8.7103 | 1.2219
1995-10-10 15:00 | 143.1854 | 65.2139 | 322.1764 | 25.6728 | 17.1926 | 2.3946 | 94.2145 | 18.1909 | 0.74744 | 10.4795 | 5.7727
1995-10-10 16:00 | 156.7881 | 62.9713 | 125.5647 | 44.492 | 17.1926 | 2.3959 | 115.8362 | 18.1731 | 0.73061 | 13.0142 | 65.3723
1995-10-10 17:00 | 166.5572 | 57.8808 | 20.3391 | 49.4007 | 17.1926 | 2.3878 | 130.1103 | 18.4266 | 0.73061 | 13.0142 | 66.0494
1995-10-10 18:00 | 179.953 | 59.3117 | 0 | 58.533 | 17.1926 | 2.3877 | 134.3448 | 18.4807 | 0.73061 | 13.0142 | 68.2986
1995-10-10 19:00 | 187.6757 | 64.933 | 0 | 40.5609 | 17.1926 | 2.3996 | 144.2185 | 18.5179 | 0.75276 | 13.0142 | 54.8568
1995-10-10 20:00 | 189.8931 | 73.5419 | 0 | 48.1621 | 17.1926 | 2.4167 | 144.0117 | 18.4436 | 0.75276 | 13.0142 | 50.7118
1995-10-10 21:00 | 190.8933 | 84.2127 | 0 | 50.9871 | 17.1926 | 2.4322 | 144.2425 | 18.3536 | 0.75276 | 13.0142 | 42.4735
1995-10-10 22:00 | 202.5092 | 90.1823 | 0 | 41.4622 | 17.1926 | 2.4504 | 141.3943 | 18.3074 | 0.75276 | 13.0142 | 29.9095
1995-10-10 23:00 | 194.0914 | 90.0085 | 0 | 42.9693 | 17.1926 | 2.4695 | 145.4006 | 18.1888 | 0.79706 | 13.0142 | 26.1854
1995-10-11 | 204.8349 | 91.4787 | 0 | 57.815 | 17.1926 | 2.4922 | 160.4 | 18.1544 | 0.79706 | 13.6048 | 21.6108
1995-10-11 01:00 | 197.3251 | 91.0577 | 0 | 45.9545 | 17.1926 | 2.5208 | 165.0364 | 18.1037 | 0.79706 | 13.5937 | 18.7292
1995-10-11 02:00 | 193.5913 | 88.9037 | 0 | 52.3868 | 17.1926 | 2.5507 | 150.7869 | 18.108 | 0.79706 | 13.5934 | 16.645
1995-10-11 03:00 | 188.0263 | 85.3467 | 0 | 51.3453 | 17.1926 | 2.5727 | 153.0252 | 18.0403 | 0.77491 | 13.6045 | 15.5292
1995-10-11 04:00 | 183.5911 | 82.8665 | 0 | 41.7611 | 17.1926 | 2.5687 | 144.1948 | 18.0966 | 0.77491 | 13.5974 | 19.2899
1995-10-11 05:00 | 182.3409 | 78.821 | 3.2358 | 32.9522 | 17.1926 | 2.5576 | 150.8734 | 18.2049 | 0.77491 | 13.0223 | 29.8383
1995-10-11 06:00 | 174.8601 | 75.5332 | 44.9534 | 36.9414 | 17.1926 | 2.5117 | 147.3885 | 18.3878 | 0.75808 | 13.0272 | 25.3969
1995-10-11 07:00 | 172.23 | 71.9912 | 181.1367 | 43.239 | 17.1926 | 2.4253 | 132.6009 | 18.5437 | 0.7468 | 13.0378 | 19.8461
1995-10-11 08:00 | 149.4652 | 70.7644 | 366.2014 | 19.7063 | 17.1926 | 2.3674 | 120.9553 | 18.523 | 0.7468 | 11.3984 | 4.0099
1995-10-11 09:00 | 128.8217 | 69.5771 | 530.1986 | 17.6283 | 17.1926 | 2.3667 | 102.0654 | 18.4572 | 0.7468 | 11.3925 | 0.6846
1995-10-11 10:00 | 123.9745 | 69.8039 | 638.2354 | 14.3915 | 17.1926 | 2.371 | 99.7872 | 18.3903 | 0.7468 | 10.1526 | 0
1995-10-11 11:00 | 120.7032 | 67.836 | 687.7627 | 10.3828 | 17.1926 | 2.3725 | 84.9932 | 18.3187 | 0.76487 | 9.1866 | 0
1995-10-11 12:00 | 115.7734 | 64.8845 | 674.2702 | 10.9766 | 17.1926 | 2.3738 | 88.2526 | 18.3457 | 0.76487 | 9.231 | 0.004661
1995-10-11 13:00 | 124.1248 | 59.5391 | 595.8121 | 14.8087 | 17.1926 | 2.3748 | 95.9078 | 18.3527 | 0.76487 | 10.7542 | 0.03852
1995-10-11 14:00 | 127.688 | 60.5812 | 468.5917 | 19.8435 | 17.1926 | 2.3764 | 100.1899 | 18.3994 | 0.76487 | 11.3762 | 0.92927
1995-10-11 15:00 | 142.9023 | 58.4617 | 288.6734 | 36.9786 | 17.1926 | 2.3772 | 127.0082 | 18.3613 | 0.76487 | 11.3857 | 10.3133
1995-10-11 16:00 | 145.5958 | 62.1685 | 104.9871 | 41.8253 | 17.1926 | 2.3784 | 178.4646 | 18.4147 | 0.7817 | 13.2253 | 37.0621
1995-10-11 17:00 | 153.0527 | 65.0219 | 14.6786 | 49.495 | 17.1926 | 2.3702 | 147.9198 | 18.5488 | 0.7817 | 13.2161 | 43.937
1995-10-11 18:00 | 160.164 | 74.6235 | 0 | 47.2925 | 17.1926 | 2.3747 | 158.7085 | 18.5849 | 0.7817 | 13.6231 | 36.5401
1995-10-11 19:00 | 166.1455 | 83.9162 | 0 | 54.8252 | 17.1926 | 2.3943 | 149.0188 | 18.6093 | 0.7817 | 13.6775 | 26.3214
1995-10-11 20:00 | 160.7672 | 94.5952 | 0 | 46.2342 | 17.1926 | 2.4167 | 160.166 | 18.4872 | 0.7817 | 13.6785 | 24.1895
1995-10-11 21:00 | 159.6595 | 103.1743 | 0 | 51.0425 | 17.1926 | 2.4193 | 149.8575 | 18.5349 | 0.75955 | 13.6793 | 26.785
1995-10-11 22:00 | 152.4294 | 100.5873 | 0 | 57.1665 | 17.1926 | 2.4059 | 153.1048 | 18.4558 | 0.73863 | 13.6688 | 27.3213
1995-10-11 23:00 | 148.8207 | 101.3193 | 0 | 38.9628 | 17.1926 | 2.4246 | 159.3069 | 18.2993 | 0.73863 | 13.6784 | 26.7586
1995-10-12 | 146.3134 | 97.2343 | 0 | 66.0721 | 17.1926 | 2.4459 | 177.1069 | 18.34 | 0.72925 | 13.6748 | 23.4721
1995-10-12 01:00 | 145.8069 | 90.3691 | 0 | 69.2289 | 17.1926 | 2.4466 | 162.1007 | 18.2961 | 0.56501 | 13.6633 | 19.6218
1995-10-12 02:00 | 145.1064 | 85.4555 | 0 | 56.6366 | 17.1926 | 2.473 | 156.8558 | 18.2437 | 0.60401 | 13.663 | 28.8701
1995-10-12 03:00 | 141.3055 | 81.1916 | 0 | 45.0793 | 17.1926 | 2.4975 | 159.67 | 18.2444 | 0.75548 | 13.6744 | 21.9612
1995-10-12 04:00 | 130.9968 | 78.0509 | 0 | 31.5717 | 18.7926 | 2.5043 | 158.0773 | 18.2572 | 0.75548 | 13.5977 | 27.9325
1995-10-12 05:00 | 122.4541 | 75.7137 | 3.4906 | 34.0263 | 18.7926 | 2.4917 | 159.0307 | 18.349 | 0.75548 | 13.5963 | 29.3469
1995-10-12 06:00 | 113.8912 | 75.7674 | 49.8624 | 38.8497 | 18.7926 | 2.447 | 147.3852 | 18.539 | 0.77231 | 13.0277 | 39.3797
1995-10-12 07:00 | 105.1306 | 78.3885 | 196.1814 | 26.392 | 18.7926 | 2.3627 | 140.799 | 18.6265 | 0.76144 | 13.0386 | 7.5956
1995-10-12 08:00 | 88.527 | 78.7098 | 391.9685 | 22.0205 | 18.7926 | 2.3031 | 127.8848 | 18.6013 | 1.2551 | 9.1392 | 1.783
1995-10-12 09:00 | 78.0641 | 77.7393 | 565.0354 | 20.0992 | 18.7926 | 2.329 | 96.7753 | 18.6066 | 1.2551 | 7.2017 | 1.4993
1995-10-12 10:00 | 72.7507 | 76.0483 | 668.9805 | 14.0787 | 18.7926 | 2.3381 | 79.1566 | 18.4955 | 0.66944 | 7.208 | 1.0025
1995-10-12 11:00 | 69.4767 | 76.3738 | 710.3863 | 12.2983 | 18.7926 | 2.337 | 76.4516 | 18.4681 | 0.57099 | 7.1846 | 0.50831
1995-10-12 12:00 | 72.7569 | 71.1541 | 706.3528 | 11.7726 | 18.7926 | 2.3382 | 79.3453 | 18.3824 | 0.57099 | 7.3231 | 1.3629
1995-10-12 13:00 | 87.7064 | 67.0289 | 640.6998 | 14.7842 | 18.7926 | 2.3392 | 81.2725 | 18.3618 | 0.57099 | 7.3276 | 2.4
1995-10-12 14:00 | 103.2856 | 64.252 | 497.4219 | 17.2995 | 17.4596 | 2.3401 | 88.8827 | 18.4637 | 0.70029 | 9.5683 | 1.6433
1995-10-12 15:00 | 117.1535 | 57.8511 | 302.0708 | 20.8469 | 17.1926 | 2.3484 | 154.7115 | 18.4935 | 0.70029 | 11.386 | 7.039
1995-10-12 16:00 | 121.4541 | 56.1716 | 110.0366 | 30.9149 | 17.1926 | 2.3436 | 203.8626 | 18.5756 | 0.70029 | 13.6045 | 26.0278
1995-10-12 17:00 | 119.9263 | 54.847 | 15.5328 | 42.9326 | 17.1926 | 2.3343 | 178.8957 | 18.6214 | 0.70029 | 13.595 | 40.0789
1995-10-12 18:00 | 126.1257 | 52.5076 | 0 | 58.113 | 17.1926 | 2.3435 | 179.1117 | 18.6203 | 0.67814 | 13.67 | 49.089
1995-10-12 19:00 | 132.6124 | 50.0673 | 0 | 65.9102 | 17.1926 | 2.3607 | 167.3011 | 18.618 | 0.66008 | 13.6782 | 43.5282
1995-10-12 20:00 | 139.6296 | 49.6103 | 0 | 56.4209 | 17.1926 | 2.3788 | 179.4236 | 18.604 | 0.66008 | 13.6793 | 39.9796
1995-10-12 21:00 | 146.9647 | 52.7138 | 0 | 62.8245 | 17.1926 | 2.3945 | 167.0928 | 18.4921 | 0.68223 | 13.6801 | 40.7912
1995-10-12 22:00 | 141.3258 | 54.6831 | 0 | 64.4969 | 17.1926 | 2.4094 | 167.255 | 18.3725 | 0.70314 | 13.6691 | 30.6127
1995-10-12 23:00 | 143.199 | 59.5012 | 0 | 48.4518 | 17.1926 | 2.4236 | 156.0863 | 18.3494 | 0.70314 | 13.6768 | 24.7913
1995-10-13 | 149.041 | 63.0817 | 0 | 75.5705 | 17.1926 | 2.4529 | 164.4453 | 18.2535 | 0.70314 | 13.6734 | 18.7353
1995-10-13 01:00 | 147.9046 | 63.8771 | 0 | 72.298 | 17.1926 | 2.4723 | 148.9714 | 18.1223 | 0.70438 | 13.6628 | 16.3458
1995-10-13 02:00 | 144.3286 | 62.152 | 0 | 56.469 | 17.1926 | 2.4953 | 148.1709 | 18.0993 | 0.70438 | 13.6626 | 21.6507
1995-10-13 03:00 | 140.0569 | 59.2841 | 0 | 51.698 | 17.1926 | 2.5038 | 148.3572 | 18.0904 | 0.72653 | 13.6731 | 11.708
1995-10-13 04:00 | 137.5101 | 56.2549 | 0 | 29.1837 | 17.1926 | 2.5056 | 147.9782 | 18.0823 | 0.72653 | 13.6663 | 29.0327
1995-10-13 05:00 | 137.5097 | 54.1901 | 3.7833 | 37.7275 | 17.1926 | 2.4907 | 147.8197 | 18.1434 | 0.7097 | 13.665 | 20.8202
1995-10-13 06:00 | 134.6597 | 51.4228 | 46.3831 | 32.5264 | 17.1926 | 2.4503 | 141.8658 | 18.3106 | 0.7097 | 13.0266 | 24.5201
1995-10-13 07:00 | 141.1745 | 54.4611 | 186.4778 | 32.4567 | 17.1926 | 2.3854 | 132.6387 | 18.4079 | 0.73185 | 11.3968 | 15.6586
1995-10-13 08:00 | 130.5417 | 59.4251 | 371.4571 | 17.6044 | 17.1926 | 2.3459 | 108.7004 | 18.4214 | 0.73185 | 10.6162 | 0.030064
1995-10-13 09:00 | 113.2042 | 63.5369 | 543.9549 | 16.9179 | 17.1926 | 2.3259 | 78.1886 | 18.3457 | 0.73185 | 7.308 | 0.043797
1995-10-13 10:00 | 107.8588 | 75.6139 | 637.4331 | 11.216 | 6.094 | 2.3307 | 77.3927 | 18.37 | 0.754 | 7.1904 | 0
1995-10-13 11:00 | 101.7086 | 79.0254 | 668.1289 | 11.0745 | 6.8827 | 2.3326 | 75.6427 | 18.3758 | 0.77491 | 7.1688 | 0
1995-10-13 12:00 | 99.3463 | 80.3953 | 647.2803 | 13.4058 | 6.1904 | 2.3331 | 76.0661 | 18.3134 | 0.77491 | 7.3062 | 0
1995-10-13 13:00 | 101.2945 | 82.7741 | 575.6675 | 14.7776 | 6.6539 | 2.3355 | 77.549 | 18.2422 | 0.77491 | 7.3103 | 0
1995-10-13 14:00 | 111.6819 | 79.0517 | 430.138 | 20.4169 | 17.1926 | 2.3375 | 80.1901 | 18.3541 | 0.77491 | 9.5525 | 7.1984
1995-10-13 15:00 | 127.7189 | 74.9573 | 258.1513 | 31.9446 | 17.1926 | 2.335 | 124.1683 | 18.3063 | 0.77491 | 11.3851 | 3.6499
1995-10-13 16:00 | 129.4295 | 72.6976 | 92.3091 | 55.2819 | 17.1926 | 2.3327 | 168.9613 | 18.4183 | 0.77491 | 13.1329 | 28.7146
1995-10-13 17:00 | 129.5344 | 72.3873 | 13.508 | 49.8653 | 17.1926 | 2.3486 | 148.3294 | 18.4683 | 0.77491 | 12.4719 | 26.6012
1995-10-13 18:00 | 134.4374 | 74.7866 | 0 | 48.5511 | 17.1926 | 2.3696 | 152.5524 | 18.5012 | 0.79706 | 13.7259 | 56.6807
1995-10-13 19:00 | 138.8999 | 78.5937 | 0 | 50.5042 | 17.1926 | 2.3911 | 163.4065 | 18.532 | 0.83604 | 13.7334 | 28.1794
1995-10-13 20:00 | 142.3224 | 81.1195 | 0 | 32.973 | 17.1926 | 2.4039 | 172.2821 | 18.5007 | 0.83604 | 13.7344 | 43.9676
1995-10-13 21:00 | 144.3378 | 79.1115 | 0 | 44.8749 | 17.1926 | 2.4094 | 161.7939 | 18.4751 | 0.83604 | 14.5683 | 37.0877
1995-10-13 22:00 | 144.8449 | 78.6797 | 0 | 35.4375 | 17.1926 | 2.4128 | 163.4974 | 18.3668 | 0.7983 | 14.7834 | 26.439
1995-10-13 23:00 | 141.1659 | 72.6139 | 0 | 32.6894 | 17.1926 | 2.415 | 161.5852 | 18.2261 | 0.78705 | 14.7928 | 18.9816
1995-10-14 | 143.6936 | 69.1253 | 0 | 41.6365 | 17.1926 | 2.4183 | 168.8491 | 18.0739 | 0.78705 | 14.2343 | 31.2966
1995-10-14 01:00 | 135.6431 | 63.6768 | 0 | 40.9758 | 17.1926 | 2.4242 | 163.4486 | 18.1943 | 0.78581 | 14.2232 | 32.0129
1995-10-14 02:00 | 132.0748 | 57.664 | 0 | 37.2503 | 17.1926 | 2.4306 | 165.5807 | 18.1696 | 0.78581 | 14.1764 | 29.6037
1995-10-14 03:00 | 130.2595 | 53.7192 | 0 | 36.0014 | 17.1926 | 2.4334 | 163.1773 | 18.1638 | 0.78581 | 14.1874 | 17.1128
1995-10-14 04:00 | 128.0535 | 51.1723 | 0 | 21.6885 | 17.1926 | 2.4317 | 156.9106 | 18.1918 | 0.74151 | 12.6039 | 21.0709
1995-10-14 05:00 | 126.8082 | 50.3462 | 3.8435 | 24.6381 | 17.1926 | 2.4231 | 155.4661 | 18.2355 | 0.75834 | 12.9046 | 14.1298
1995-10-14 06:00 | 123.5744 | 49.39 | 45.1939 | 17.8431 | 17.1926 | 2.4046 | 149.0772 | 18.3899 | 0.75834 | 13.0524 | 10.914
1995-10-14 07:00 | 118.886 | 54.3286 | 175.4541 | 19.6947 | 17.1926 | 2.3749 | 139.2496 | 18.4594 | 0.75834 | 13.0895 | 7.117
1995-10-14 08:00 | 106.9343 | 54.9478 | 346.1996 | 14.142 | 17.1926 | 2.3503 | 116.516 | 18.5267 | 0.75834 | 13.09 | 1.4323
1995-10-14 09:00 | 91.1558 | 55.8835 | 497.5484 | 15.0886 | 17.1926 | 2.3372 | 85.8179 | 18.5224 | 0.73743 | 13.0842 | 0
1995-10-14 10:00 | 81.693 | 55.8113 | 594.6986 | 9.7025 | 17.67 | 2.3336 | 79.3269 | 18.4937 | 0.73743 | 12.2557 | 0.013374
1995-10-14 11:00 | 78.0824 | 51.9368 | 632.2059 | 9.1525 | 18.7926 | 2.3344 | 78.2831 | 18.488 | 1.4406 | 11.2598 | 0
1995-10-14 12:00 | 77.6166 | 52.465 | 611.9034 | 11.776 | 18.7926 | 2.337 | 79.2038 | 18.4353 | 1.5364 | 11.2743 | 0
1995-10-14 13:00 | 81.2652 | 53.7427 | 541.8332 | 12.2576 | 18.7926 | 2.3333 | 84.8686 | 18.4192 | 1.5364 | 13.0865 | 0
1995-10-14 14:00 | 83.5074 | 56.8329 | 421.6504 | 15.6387 | 18.7926 | 2.3329 | 95.6567 | 18.461 | 1.5364 | 15.4907 | 1.7055
1995-10-14 15:00 | 88.733 | 59.7888 | 251.262 | 20.9991 | 18.7926 | 2.3344 | 149.4484 | 18.4965 | 1.5364 | 16.8979 | 12.1741
1995-10-14 16:00 | 92.9895 | 64.691 | 88.8557 | 32.9655 | 18.7926 | 2.3801 | 179.0974 | 18.5524 | 1.5364 | 18.3123 | 43.3959
1995-10-14 17:00 | 97.9089 | 71.2076 | 12.7246 | 32.7833 | 18.7926 | 2.4074 | 162.4557 | 18.5168 | 1.5364 | 18.2676 | 41.5496
1995-10-14 18:00 | 102.4607 | 74.5101 | 0 | 28.6352 | 18.7926 | 2.4303 | 167.9756 | 18.5669 | 1.5364 | 20.8 | 29.4448
1995-10-14 19:00 | 103.0509 | 77.0886 | 0 | 37.2916 | 18.7926 | 2.4483 | 169.6476 | 18.6181 | 1.5364 | 21.5633 | 18.4292
1995-10-14 20:00 | 104.198 | 77.8713 | 0 | 41.4645 | 18.7926 | 2.4602 | 172.829 | 18.5607 | 1.5143 | 21.7188 | 18.3716
1995-10-14 21:00 | 104.7511 | 76.747 | 0 | 48.3793 | 18.7926 | 2.4658 | 170.7419 | 18.5278 | 1.5143 | 21.6116 | 12.5821
1995-10-14 22:00 | 110.6084 | 68.688 | 0 | 39.4314 | 18.7926 | 2.4683 | 171.4125 | 18.4162 | 1.5299 | 21.667 | 14.2369
1995-10-14 23:00 | 107.0129 | 67.6808 | 0 | 41.4263 | 18.7926 | 2.4683 | 168.5739 | 18.3543 | 1.5411 | 21.6093 | 15.6947
1995-10-15 | 106.5097 | 68.3834 | 0 | 64.4973 | 18.7926 | 2.4661 | 199.8309 | 18.345 | 1.4792 | 21.7466 | 33.7931
1995-10-15 01:00 | 102.8724 | 67.0737 | 0 | 68.1659 | 18.7926 | 2.4703 | 186.31 | 18.2691 | 1.5014 | 21.736 | 23.4663
1995-10-15 02:00 | 99.0471 | 65.1596 | 0 | 49.0706 | 18.7926 | 2.4746 | 191.2684 | 18.2456 | 1.5014 | 21.595 | 26.1297
1995-10-15 03:00 | 95.7328 | 62.2725 | 0 | 44.5926 | 18.7926 | 2.478 | 188.7565 | 18.2558 | 1.5014 | 21.559 | 18.98
1995-10-15 04:00 | 91.6989 | 64.3072 | 0 | 49.9999 | 18.7926 | 2.4781 | 181.8384 | 18.2617 | 1.5457 | 21.5522 | 24.6474
1995-10-15 05:00 | 90.0331 | 65.6571 | 3.2367 | 51.0009 | 18.7926 | 2.4664 | 178.7144 | 18.3499 | 1.5457 | 21.5509 | 35.5768
1995-10-15 06:00 | 90.7102 | 63.355 | 41.9802 | 53.1825 | 18.7926 | 2.4286 | 187.9159 | 18.5317 | 1.5457 | 21.0605 | 48.1362
1995-10-15 07:00 | 86.3438 | 61.8536 | 169.8519 | 40.437 | 18.7926 | 2.4083 | 216.7652 | 18.6176 | 1.5457 | 21.0433 | 27.7851
1995-10-15 08:00 | 72.1907 | 58.1147 | 348.8766 | 38.2726 | 18.7926 | 2.3883 | 173.4431 | 18.6234 | 1.5457 | 21.0437 | 5.5256
1995-10-15 09:00 | 55.2573 | 55.6804 | 520.9527 | 36.5861 | 18.7926 | 2.3748 | 168.0929 | 18.6106 | 1.4092 | 21.0381 | 2.0024
1995-10-15 10:00 | 57.2886 | 52.8624 | 633.7296 | 28.9523 | 18.7926 | 2.3679 | 175.1516 | 18.6337 | 1.4092 | 21.0439 | 1.2609
1995-10-15 11:00 | 57.9165 | 54.7008 | 672.7669 | 21.057 | 18.7926 | 2.3874 | 203.8727 | 18.6087 | 1.3926 | 21.0223 | 0.48438
1995-10-15 12:00 | 57.4486 | 56.9017 | 646.2705 | 22.6989 | 18.7926 | 2.364 | 172.4874 | 18.5557 | 1.3926 | 21.0363 | 1.2198
1995-10-15 13:00 | 57.4784 | 60.7899 | 561.6515 | 20.8077 | 18.7926 | 2.3521 | 159.9445 | 18.5064 | 1.3926 | 21.0404 | 6.0091
1995-10-15 14:00 | 64.1447 | 62.7641 | 432.1221 | 21.2514 | 18.7926 | 2.3527 | 162.9149 | 18.5291 | 1.3704 | 21.0225 | 21.8643
1995-10-15 15:00 | 69.6295 | 67.3618 | 269.8388 | 21.9334 | 18.7926 | 2.3578 | 213.4182 | 18.5695 | 1.3704 | 21.0316 | 27.2086
1995-10-15 16:00 | 76.7526 | 71.0059 | 101.4413 | 42.6369 | 18.7926 | 2.3695 | 224.3567 | 18.4771 | 1.3704 | 21.3206 | 37.2919
1995-10-15 17:00 | 86.8537 | 73.822 | 17.2978 | 52.1423 | 18.7926 | 2.3861 | 224.0089 | 18.5106 | 1.3704 | 21.737 | 54.5809
1995-10-15 18:00 | 102.6006 | 77.8221 | 0 | 62.8065 | 18.7926 | 2.4033 | 198.905 | 18.6268 | 1.3704 | 21.7423 | 48.1641
1995-10-15 19:00 | 111.4018 | 77.5314 | 0 | 62.3566 | 18.7926 | 2.4054 | 188.9107 | 18.5664 | 1.3704 | 21.7498 | 65.0202
1995-10-15 20:00 | 121.2639 | 83.3337 | 0 | 54.1156 | 18.7926 | 2.4146 | 207.8448 | 18.5514 | 1.3704 | 21.7508 | 34.2547
1995-10-15 21:00 | 124.0193 | 86.7211 | 0 | 65.8056 | 18.7926 | 2.4212 | 167.7863 | 18.4836 | 1.3704 | 17.0456 | 37.7942
1995-10-15 22:00 | 125.9617 | 86.0369 | 0 | 64.2474 | 17.725 | 2.4282 | 183.6618 | 18.3919 | 0.75092 | 15.2006 | 23.1318
1995-10-15 23:00 | 123.8994 | 84.9071 | 0 | 51.1935 | 17.1926 | 2.4332 | 195.1193 | 18.2799 | 0.75092 | 14.8417 | 16.8251
1995-10-16 | 118.7249 | 83.0302 | 0 | 78.4627 | 17.1926 | 2.4417 | 155.0038 | 18.1957 | 0.79067 | 13.7387 | 9.9629
1995-10-16 01:00 | 117.5608 | 82.3461 | 0 | 68.4945 | 17.1926 | 2.4496 | 154.9228 | 18.1811 | 0.76852 | 13.7292 | 11.1305
1995-10-16 02:00 | 114.4067 | 83.1188 | 0 | 58.6309 | 17.1926 | 2.4585 | 152.0067 | 18.1586 | 0.76852 | 13.729 | 22.7415
1995-10-16 03:00 | 119.276 | 85.3417 | 0 | 51.7329 | 17.1926 | 2.465 | 154.7715 | 18.0967 | 0.76852 | 13.5412 | 9.733
1995-10-16 04:00 | 122.9879 | 83.943 | 0 | 42.6165 | 17.1926 | 2.4727 | 148.7833 | 18.1736 | 0.74637 | 13.5351 | 30.9239
1995-10-16 05:00 | 124.7028 | 84.6991 | 1.7081 | 49.9332 | 17.1926 | 2.4795 | 149.4303 | 18.2121 | 0.74637 | 13.5339 | 21.7238
1995-10-16 06:00 | 123.1175 | 87.045 | 28.7285 | 63.1076 | 17.1926 | 2.4729 | 150.7238 | 18.3224 | 0.74637 | 13.2209 | 45.4535
1995-10-16 07:00 | 132.0394 | 88.3585 | 143.0724 | 43.5179 | 17.1926 | 2.4344 | 152.5706 | 18.4883 | 0.74637 | 13.0347 | 20.0799
1995-10-16 08:00 | 124.0555 | 84.7621 | 321.3752 | 36.4988 | 17.1926 | 2.3926 | 141.3237 | 18.4162 | 0.74637 | 13.0351 | 0
1995-10-16 09:00 | 121.8183 | 97.48 | 484.8038 | 33.5489 | 17.1926 | 2.3674 | 141.5175 | 18.5251 | 0.72546 | 13.0301 | 1.4768
1995-10-16 10:00 | 99.9614 | 96.6986 | 596.5554 | 24.4629 | 17.1926 | 2.3745 | 117.916 | 18.3573 | 0.72546 | 13.0353 | 0.054547
1995-10-16 11:00 | 117.8619 | 100.8762 | 643.6246 | 49.5734 | 17.1926 | 2.3651 | 139.0299 | 18.2888 | 0.57382 | 13.0159 | 0.23435
1995-10-16 12:00 | 124.3458 | 102.6957 | 626.447 | 26.6088 | 17.1926 | 2.3612 | 117.6889 | 18.2665 | 0.57382 | 13.0284 | 0.36765
1995-10-16 13:00 | 125.2899 | 106.8778 | 554.1189 | 28.9154 | 17.1926 | 2.3578 | 118.048 | 18.3077 | 0.57382 | 13.0321 | 0.5001
1995-10-16 14:00 | 139.7938 | 97.5606 | 442.2256 | 29.3479 | 17.1926 | 2.3569 | 123.1197 | 18.1624 | 0.59597 | 13.0161 | 4.0997
1995-10-16 15:00 | 155.8258 | 103.52 | 281.2478 | 31.8642 | 17.1926 | 2.3628 | 142.0693 | 18.1872 | 0.59597 | 13.0242 | 3.5781
1995-10-16 16:00 | 154.2004 | 101.9245 | 110.8038 | 49.2795 | 17.1926 | 2.3798 | 124.8158 | 18.2695 | 0.76427 | 13.1032 | 40.7247
1995-10-16 17:00 | 165.7903 | 109.1449 | 17.2638 | 51.9263 | 17.1926 | 2.4042 | 155.8071 | 18.3825 | 0.59597 | 13.6736 | 49.6166
1995-10-16 18:00 | 180.7791 | 119.6357 | 0 | 60.6482 | 17.1926 | 2.4324 | 151.3143 | 18.4626 | 0.59597 | 13.6783 | 42.1548
1995-10-16 19:00 | 190.2154 | 139.8807 | 0 | 48.7995 | 17.1926 | 2.4522 | 152.7713 | 18.4517 | 0.59597 | 13.6851 | 34.5295
1995-10-16 20:00 | 192.1676 | 149.3003 | 0 | 71.1323 | 17.1926 | 2.4668 | 150.6566 | 18.4232 | 0.61812 | 13.686 | 23.2425
1995-10-16 21:00 | 197.2001 | 158.7224 | 0 | 56.3853 | 17.1926 | 2.4781 | 155.9425 | 18.3801 | 0.59597 | 13.6866 | 14.6291
1995-10-16 22:00 | 188.1716 | 173.6304 | 0 | 62.4215 | 17.1926 | 2.5074 | 145.7574 | 18.312 | 0.59597 | 13.6776 | 6.9371
1995-10-16 23:00 | 192.6647 | 179.9628 | 0 | 67.014 | 17.1926 | 2.5188 | 139.6334 | 18.2276 | 0.59597 | 13.6851 | 15.4082
1995-10-17 | 185.6208 | 175.3251 | 0 | 51.4709 | 17.1926 | 2.6052 | 114.7338 | 18.0982 | 0.61812 | 2.1996 | 2.1326
1995-10-17 01:00 | 186.6907 | 169.4968 | 0 | 43.2004 | 17.1926 | 2.6206 | 114.9162 | 18.0455 | 0.61812 | 2.0546 | 1.1097
1995-10-17 02:00 | 189.0464 | 176.4515 | 0 | 35.3517 | 17.1926 | 2.6355 | 103.3289 | 18.0181 | 0.61812 | 2.0497 | 3.1991
1995-10-17 03:00 | 192.1932 | 184.6355 | 0 | 30.7314 | 17.1926 | 2.6425 | 87.527 | 18.0002 | 0.61812 | 2.0497 | 6.8497
1995-10-17 04:00 | 197.525 | 190.703 | 0 | 23.6075 | 17.1926 | 2.5955 | 86.6695 | 17.9741 | 0.64027 | 2.0497 | 13.6205
1995-10-17 05:00 | 197.1103 | 199.4106 | 1.6657 | 24.1871 | 17.1926 | 1.517 | 86.0375 | 17.9874 | 0.64027 | 2.0497 | 14.9962
1995-10-17 06:00 | 198.3011 | 210.584 | 27.6673 | 30.5749 | 17.1926 | 1.5166 | 80.5969 | 18.0547 | 0.64027 | 2.0497 | 12.2524
1995-10-17 07:00 | 200.2497 | 222.5262 | 159.2827 | 22.8392 | 17.1926 | 1.518 | 71.838 | 18.1155 | 0.61648 | 2.0497 | 2.5093
1995-10-17 08:00 | 179.4501 | 227.3717 | 356.1985 | 14.9342 | 2.3932 | 1.5177 | 27.7682 | 17.8575 | 0.13066 | 0.22577 | 2.5059
1995-10-17 09:00 | 144.2059 | 225.0573 | 527.6599 | 12.2602 | 1.9836 | 1.5189 | 19.4422 | 18.1017 | 0.13066 | 0.0042866 | 0
1995-10-17 10:00 | 113.2082 | 216.8139 | 626.5458 | 11.9906 | 1.9836 | 1.5238 | 17.6818 | 18.0933 | 0.13066 | 0.0042866 | 0.35728
1995-10-17 11:00 | 117.0855 | 221.0177 | 657.604 | 10.0582 | 1.9836 | 1.5262 | 16.7723 | 17.8453 | 0.13066 | 0.0042866 | 0
1995-10-17 12:00 | 135.0574 | 216.0387 | 632.8237 | 10.0164 | 1.9836 | 1.528 | 16.5827 | 17.5849 | 0.13066 | 0.0042866 | 0.015613
1995-10-17 13:00 | 147.9311 | 225.189 | 589.7207 | 13.9971 | 1.9836 | 1.5293 | 17.5957 | 17.5705 | 0.13066 | 0.0042866 | 0
1995-10-17 14:00 | 155.6546 | 218.6763 | 461.6637 | 11.1257 | 1.9836 | 1.5307 | 20.3698 | 17.6268 | 0.13066 | 0.0042866 | 0.036773
1995-10-17 15:00 | 183.2628 | 234.3255 | 312.8642 | 15.5274 | 1.9836 | 1.5314 | 33.1622 | 17.646 | 0.13066 | 0.24173 | 4.6048
1995-10-17 16:00 | 224.4416 | 235.0268 | 118.4245 | 18.0032 | 15.81 | 1.5315 | 78.8596 | 18.0039 | 0.39646 | 2.0497 | 17.9719
1995-10-17 17:00 | 248.6733 | 234.5806 | 16.7031 | 25.1811 | 15.81 | 1.5343 | 71.5383 | 17.9678 | 0.39646 | 2.0497 | 21.2246
1995-10-17 18:00 | 265.4361 | 233.5551 | 0 | 23.416 | 15.81 | 1.5302 | 76.2421 | 18.0508 | 0.37431 | 2.0497 | 31.8759
1995-10-17 19:00 | 279.9988 | 231.9842 | 0 | 21.5318 | 15.81 | 1.5295 | 74.8906 | 18.0467 | 0.37431 | 2.0497 | 19.1392
1995-10-17 20:00 | 283.9346 | 228.2261 | 0 | 23.6475 | 15.81 | 1.5298 | 66.7095 | 18.1355 | 0.37431 | 2.0497 | 27.1156
1995-10-17 21:00 | 285.0801 | 225.584 | 0 | 28.628 | 15.81 | 1.5299 | 77.8873 | 18.0321 | 0.39646 | 1.8282 | 14.7717
1995-10-17 22:00 | 282.8788 | 225.9814 | 0 | 32.3257 | 15.81 | 1.5179 | 62.3396 | 17.8684 | 0.33331 | 1.8282 | 24.0816
1995-10-17 23:00 | 278.9754 | 221.5862 | 0 | 26.5186 | 15.81 | 1.5186 | 76.1189 | 16.9855 | 0.33331 | 1.8282 | 10.0993
1995-10-18 | 280.3627 | 223.1987 | 0 | 40.2929 | 15.81 | 1.5109 | 51.8707 | 18.0113 | 0.33331 | 1.8748 | 23.6119
1995-10-18 01:00 | 277.0024 | 213.5274 | 0 | 46.4216 | 14.4273 | 1.511 | 49.014 | 16.7256 | 0.35546 | 1.8748 | 19.7231
1995-10-18 02:00 | 262.7969 | 201.7592 | 0 | 39.9538 | 14.4273 | 1.5107 | 49.8551 | 16.8141 | 0.35546 | 1.8282 | 25.546
1995-10-18 03:00 | 255.7794 | 196.6926 | 0 | 37.0737 | 14.4273 | 1.5262 | 51.8638 | 16.7874 | 0.35546 | 1.8282 | 21.7191
1995-10-18 04:00 | 244.2505 | 189.6921 | 0 | 28.3007 | 14.4273 | 1.5233 | 49.2524 | 17.9551 | 0.35546 | 1.8282 | 23.6292
1995-10-18 05:00 | 246.2738 | 181.4194 | 1.9716 | 32.8452 | 14.4273 | 1.5213 | 52.0797 | 17.7689 | 0.35546 | 1.8282 | 29.2617
1995-10-18 06:00 | 239.5689 | 180.742 | 37.1006 | 27.0995 | 14.4273 | 1.5212 | 49.5394 | 17.0373 | 0.35546 | 1.8282 | 31.6849
1995-10-18 07:00 | 238.1445 | 183.1649 | 159.9143 | 24.043 | 14.4273 | 1.5225 | 45.7884 | 18.4806 | 0.35546 | 1.8282 | 20.7287
1995-10-18 08:00 | 223.2067 | 176.1289 | 330.7385 | 16.8384 | 14.4273 | 1.5248 | 24.2326 | 17.2754 | 0.37761 | 1.8282 | 3.6677
1995-10-18 09:00 | 199.2876 | 172.4548 | 479.1618 | 13.8637 | 14.4273 | 1.5268 | 18.3869 | 17.3101 | 0.39976 | 0.0042866 | 0.94701
1995-10-18 10:00 | 185.6472 | 167.6978 | 566.4371 | 11.1881 | 14.4273 | 1.5292 | 16.5908 | 17.3993 | 0.39976 | 0.0042866 | 0
1995-10-18 11:00 | 188.3728 | 158.5404 | 606.7817 | 12.1803 | 14.4273 | 1.5313 | 16.7703 | 17.3228 | 0.39976 | 0.0042866 | 0
1995-10-18 12:00 | 194.1141 | 152.6664 | 581.1959 | 11.1429 | 14.4273 | 1.5329 | 17.3284 | 17.3019 | 0.39976 | 0.0042866 | 0
1995-10-18 13:00 | 187.006 | 158.8309 | 513.0912 | 13.1262 | 14.4273 | 1.5342 | 18.1638 | 17.3073 | 0.39976 | 0.0042866 | 0.015831
1995-10-18 14:00 | 201.7157 | 150.1242 | 395.9041 | 17.666 | 14.4273 | 1.5418 | 22.4518 | 17.2225 | 0.37761 | 0.0042866 | 3.6539
1995-10-18 15:00 | 204.9909 | 146.2339 | 241.0349 | 33.2449 | 14.4273 | 1.5425 | 51.6223 | 18.2529 | 0.37761 | 0.020247 | 39.9758
1995-10-18 16:00 | 197.1381 | 149.5596 | 86.7163 | 46.3252 | 14.4273 | 1.5426 | 59.7488 | 18.1481 | 0.37761 | 1.8282 | 85.0261
1995-10-18 17:00 | 182.3698 | 159.2943 | 14.6693 | 42.738 | 14.4273 | 1.5422 | 67.7896 | 18.1603 | 0.35546 | 1.8282 | 71.2481
1995-10-18 18:00 | 193.0103 | 162.3005 | 0 | 55.9757 | 14.4273 | 1.5416 | 65.2212 | 17.4876 | 0.35546 | 1.8282 | 82.9172
1995-10-18 19:00 | 196.8546 | 170.9516 | 0 | 51.5064 | 14.4273 | 1.5361 | 68.5584 | 18.2662 | 0.33331 | 1.8282 | 63.6337
1995-10-18 20:00 | 193.5002 | 180.9471 | 0 | 66.1175 | 14.4273 | 1.5362 | 65.9705 | 17.4887 | 0.33331 | 1.8282 | 43.4798
1995-10-18 21:00 | 199.5609 | 185.421 | 0 | 58.269 | 14.4273 | 1.5361 | 65.7044 | 18.0843 | 0.33331 | 1.8282 | 41.0946
1995-10-18 22:00 | 215.0855 | 184.3166 | 0 | 54.4147 | 14.4273 | 1.537 | 63.0944 | 17.5294 | 0.33331 | 1.8282 | 22.5708
1995-10-18 23:00 | 204.6496 | 182.3967 | 0 | 41.105 | 14.4273 | 1.5374 | 59.9325 | 17.0817 | 0.31116 | 1.8282 | 35.3639
1995-10-19 | 215.6061 | 190.6395 | 0 | 67.4864 | 14.4273 | 1.5524 | 81.8981 | 18.3476 | 0.31116 | 1.8746 | 15.0894
1995-10-19 01:00 | 222.0329 | 200.3628 | 0 | 57.1783 | 14.4273 | 1.5524 | 78.6283 | 18.0034 | 0.31116 | 1.829 | 10.2213
1995-10-19 02:00 | 219.3899 | 205.5113 | 0 | 48.2192 | 14.4273 | 1.5718 | 63.0124 | 17.4548 | 0.31116 | 1.8282 | 25.6516
1995-10-19 03:00 | 229.1061 | 207.5344 | 0 | 47.9608 | 14.4273 | 1.5693 | 64.3254 | 17.0457 | 0.31116 | 1.8282 | 12.3991
1995-10-19 04:00 | 231.9518 | 211.3416 | 0 | 30.4677 | 14.4273 | 1.567 | 62.3312 | 17.0421 | 0.31116 | 1.8282 | 17.9305
1995-10-19 05:00 | 237.0923 | 216.0073 | 1.7729 | 23.741 | 14.4273 | 1.5654 | 61.8739 | 17.8582 | 0.31116 | 1.8282 | 22.9194
1995-10-19 06:00 | 240.2459 | 215.7258 | 33.8764 | 20.3322 | 14.4273 | 1.5653 | 57.5669 | 17.772 | 0.31116 | 1.8282 | 21.0186
1995-10-19 07:00 | 243.7898 | 219.9777 | 148.1977 | 20.7803 | 14.4273 | 1.5665 | 52.463 | 17.8178 | 0.31116 | 1.8282 | 5.3903
1995-10-19 08:00 | 229.1545 | 217.8645 | 308.0874 | 16.579 | 14.4273 | 1.5956 | 34.2561 | 17.8534 | 0.31116 | 1.8123 | 0.92867
1995-10-19 09:00 | 223.0336 | 210.751 | 448.9405 | 13.4207 | 14.4273 | 1.5973 | 9.2171 | 17.8287 | 0.089659 | 0.0042866 | 0
1995-10-19 10:00 | 238.7296 | 209.0802 | 529.4703 | 12.0802 | 14.4273 | 1.5993 | 9.4234 | 17.7731 | 0.089659 | 0.0042866 | 0.70849
1995-10-19 11:00 | 229.1778 | 212.6952 | 563.5914 | 12.0802 | 14.4273 | 1.6011 | 9.3769 | 17.685 | 0.089659 | 0.0042866 | 0
1995-10-19 12:00 | 230.4836 | 213.5633 | 554.5534 | 9.3601 | 14.4273 | 1.6213 | 9.9629 | 17.345 | 0.089659 | 0.0042866 | 0.29663
1995-10-19 13:00 | 251.6931 | 208.8852 | 487.7955 | 11.4324 | 14.4273 | 1.6223 | 12.854 | 17.6537 | 0.089659 | 0.0042866 | 0.065974
1995-10-19 14:00 | 259.917 | 206.506 | 372.9604 | 10.0708 | 14.4273 | 1.6231 | 15.4029 | 17.5753 | 0.089659 | 0.0042866 | 0.32522
1995-10-19 15:00 | 264.1367 | 209.2295 | 225.3516 | 17.5407 | 14.4273 | 1.6304 | 45.9525 | 17.738 | 0.31116 | 0.020247 | 16.4734
1995-10-19 16:00 | 279.5885 | 207.5466 | 80.8602 | 40.7997 | 14.4273 | 1.6305 | 60.5868 | 18.6847 | 0.31116 | 1.8282 | 33.6306
1995-10-19 17:00 | 275.5132 | 206.7942 | 12.2713 | 26.9121 | 14.4273 | 1.6303 | 59.2955 | 17.3133 | 0.33331 | 1.8282 | 28.4417
1995-10-19 18:00 | 285.9456 | 205.4781 | 0 | 26.0702 | 14.4273 | 1.6165 | 61.989 | 17.7699 | 0.35546 | 1.8282 | 37.6765
1995-10-19 19:00 | 293.5769 | 211.5496 | 0 | 31.32 | 14.4273 | 1.6108 | 62.6762 | 17.6603 | 0.37761 | 1.8282 | 24.7965
1995-10-19 20:00 | 303.6856 | 210.471 | 0 | 35.0017 | 14.4273 | 1.611 | 62.4476 | 17.6416 | 0.37761 | 1.8748 | 12.1385
1995-10-19 21:00 | 304.6406 | 202.1021 | 0 | 29.6704 | 14.4273 | 1.6109 | 62.4029 | 17.5436 | 0.37761 | 1.8748 | 26.7923
1995-10-19 22:00 | 304.4902 | 216.4275 | 0 | 28.22 | 14.4273 | 1.6562 | 62.1273 | 17.4249 | 0.44076 | 1.8748 | 26.6201
1995-10-19 23:00 | 299.9457 | 212.2612 | 0 | 16.0363 | 14.4273 | 1.6382 | 61.4688 | 17.1397 | 0.46291 | 1.8748 | 32.4001
1995-10-20 | 317.7372 | 202.4732 | 0 | 28.7551 | 14.4273 | 1.6494 | 105.4627 | 18.3882 | 0.46291 | 6.9439 | 28.4046
1995-10-20 01:00 | 315.8486 | 193.4906 | 0 | 24.7707 | 14.4273 | 1.6495 | 106.4768 | 18.0304 | 0.46291 | 6.9439 | 20.5919
1995-10-20 02:00 | 313.4526 | 185.3239 | 0 | 23.3471 | 14.4273 | 1.6494 | 111.9456 | 18.3081 | 0.46291 | 6.9439 | 20.0784
1995-10-20 03:00 | 313.7552 | 179.4217 | 0 | 21.1867 | 14.4273 | 1.6461 | 97.5205 | 18.2511 | 0.41861 | 6.9439 | 12.7398
1995-10-20 04:00 | 305.4145 | 178.5376 | 0 | 14.4001 | 14.4273 | 1.6438 | 100.5427 | 18.2888 | 0.41861 | 6.9439 | 20.1444
1995-10-20 05:00 | 301.5593 | 184.1737 | 1.4824 | 14.415 | 14.4273 | 1.6425 | 93.3736 | 18.0027 | 0.41861 | 6.7225 | 13.408
1995-10-20 06:00 | 299.8773 | 190.8591 | 34.7191 | 17.8821 | 14.4273 | 1.6423 | 94.7547 | 18.5622 | 0.45761 | 5.8695 | 7.3659
1995-10-20 07:00 | 288.3438 | 189.1685 | 157.1401 | 15.4434 | 14.4273 | 1.6433 | 77.9568 | 18.7091 | 0.45761 | 4.3508 | 14.4502
1995-10-20 08:00 | 269.0095 | 179.5797 | 324.7317 | 15.0065 | 14.4273 | 1.6451 | 44.1671 | 18.7641 | 0.45761 | 1.8123 | 3.0466
1995-10-20 09:00 | 251.4186 | 169.385 | 463.7074 | 12.0846 | 14.4273 | 1.6468 | 30.3375 | 18.7052 | 0.45761 | 0.0042866 | 6.3537
1995-10-20 10:00 | 242.1314 | 167.5727 | 530.3061 | 11.4333 | 14.4273 | 1.6485 | 29.3139 | 18.6665 | 0.45761 | 0.0042866 | 8.6236
1995-10-20 11:00 | 245.7421 | 164.2408 | 543.2787 | 9.7375 | 14.4273 | 1.6514 | 30.9542 | 18.6315 | 0.45761 | 0.0042866 | 0.86037
1995-10-20 12:00 | 246.146 | 165.1233 | 553.5099 | 10.2616 | 14.4273 | 1.6524 | 30.594 | 18.6026 | 0.45761 | 0.0042866 | 0.90052
1995-10-20 13:00 | 237.6489 | 163.7422 | 487.3653 | 12.298 | 14.4273 | 1.6531 | 31.9291 | 18.5331 | 0.47976 | 0.0042866 | 1.8572
1995-10-20 14:00 | 246.1357 | 164.7929 | 387.1584 | 13.5381 | 14.4273 | 1.6553 | 42.7465 | 18.577 | 0.47976 | 0.0042866 | 3.1169
1995-10-20 15:00 | 254.6934 | 168.3114 | 235.5311 | 16.3216 | 14.4273 | 1.6546 | 66.8024 | 18.692 | 0.47976 | 3.1036 | 9.2945
1995-10-20 16:00 | 279.6358 | 169.4945 | 85.3122 | 24.6949 | 14.4273 | 1.66 | 87.9463 | 18.7965 | 0.47976 | 7.7686 | 31.4536
1995-10-20 17:00 | 287.657 | 169.3389 | 13.583 | 26.4016 | 14.4273 | 1.6601 | 104.7334 | 18.8508 | 0.47976 | 7.7686 | 21.6112
1995-10-20 18:00 | 301.1791 | 167.7333 | 0 | 24.8682 | 14.4273 | 1.6586 | 88.1518 | 18.8599 | 0.47976 | 7.7914 | 34.0472
1995-10-20 19:00 | 307.6008 | 164.9607 | 0 | 16.9111 | 14.4273 | 1.6526 | 114.7377 | 18.5827 | 0.47976 | 7.7914 | 19.6724
1995-10-20 20:00 | 311.0254 | 164.2973 | 0 | 30.7527 | 14.4273 | 1.6526 | 101.9411 | 18.2212 | 0.47976 | 7.7914 | 20.4004
1995-10-20 21:00 | 311.6995 | 163.985 | 0 | 27.2498 | 14.4273 | 1.6525 | 90.822 | 18.7271 | 0.47976 | 7.7914 | 23.6123
1995-10-20 22:00 | 318.6694 | 170.0673 | 0 | 19.0413 | 14.4273 | 1.654 | 89.5304 | 18.6551 | 0.47976 | 7.7914 | 32.6793
1995-10-20 23:00 | 314.2688 | 171.5951 | 0 | 17.8652 | 14.4273 | 1.6542 | 104.2153 | 18.2347 | 0.47976 | 7.7914 | 11.7354
1995-10-21 | 315.9119 | 169.8178 | 0 | 28.0068 | 14.4273 | 1.6548 | 77.6978 | 18.0282 | 0.47976 | 5.1418 | 35.4555
1995-10-21 01:00 | 300.6975 | 167.189 | 0 | 19.095 | 14.4273 | 1.6777 | 77.2626 | 18.2586 | 0.44094 | 5.1418 | 36.3266
1995-10-21 02:00 | 290.8901 | 165.525 | 0 | 16.7921 | 14.4273 | 1.6764 | 74.3827 | 18.2087 | 0.44094 | 5.1418 | 29.2121
1995-10-21 03:00 | 277.8568 | 163.4305 | 0 | 16.8922 | 14.4273 | 1.6733 | 77.3172 | 18.2502 | 0.48524 | 3.3511 | 26.1835
1995-10-21 04:00 | 266.3175 | 162.161 | 0 | 12.9558 | 14.4273 | 1.6705 | 74.6286 | 18.3227 | 0.48524 | 2.6658 | 26.6466
1995-10-21 05:00 | 263.0071 | 157.4353 | 1.2048 | 18.0177 | 14.4273 | 1.6689 | 70.3269 | 18.3986 | 0.48524 | 2.6192 | 28.5727
1995-10-21 06:00 | 256.9437 | 148.2544 | 30.9599 | 13.7795 | 14.4273 | 1.6685 | 66.1836 | 18.5586 | 0.48524 | 2.6192 | 22.6708
1995-10-21 07:00 | 247.8505 | 136.5552 | 152.2305 | 21.5696 | 14.4273 | 1.6789 | 48.7351 | 18.7051 | 0.48524 | 2.6192 | 14.9177
1995-10-21 08:00 | 223.8596 | 127.4059 | 330.5919 | 14.3797 | 14.4273 | 1.6741 | 33.1392 | 18.8009 | 0.42409 | 0.79529 | 3.3786
1995-10-21 09:00 | 205.0322 | 119.0769 | 482.9625 | 10.4658 | 14.4273 | 1.6717 | 32.9586 | 18.7663 | 0.42409 | 0.0042866 | 0
1995-10-21 10:00 | 180.0892 | 112.1948 | 564.1096 | 9.265 | 4.4855 | 1.6747 | 32.2594 | 18.6701 | 0.42409 | 0.0042866 | 0.057666
1995-10-21 11:00 | 173.8661 | 99.2492 | 599.9992 | 9.1641 | 1.9836 | 1.6761 | 29.3696 | 18.6182 | 0.42409 | 0.0042866 | 0.30018
1995-10-21 12:00 | 172.2508 | 87.8505 | 582.565 | 10.6052 | 1.9836 | 1.678 | 29.405 | 18.5456 | 0.42409 | 0.0042866 | 0
1995-10-21 13:00 | 172.2415 | 81.3945 | 517.7624 | 11.6774 | 14.4273 | 1.6793 | 30.7576 | 18.5243 | 0.42409 | 0.0042866 | 0
1995-10-21 14:00 | 185.2854 | 77.3344 | 381.4118 | 13.3315 | 14.4273 | 1.68 | 55.2918 | 18.5315 | 0.73 | 0.22577 | 3.4292
1995-10-21 15:00 | 182.0582 | 73.0547 | 244.2512 | 16.5022 | 14.4273 | 1.6829 | 88.2677 | 18.5874 | 0.73 | 4.4018 | 17.8817
1995-10-21 16:00 | 183.4878 | 69.2193 | 83.7645 | 34.3995 | 14.4273 | 1.6896 | 103.2337 | 18.6829 | 0.73 | 8.7487 | 69.268
1995-10-21 17:00 | 188.6001 | 65.7459 | 12.1908 | 21.7372 | 14.4273 | 1.6883 | 122.7872 | 18.7359 | 0.73 | 8.7487 | 83.2483
1995-10-21 18:00 | 196.4317 | 65.8164 | 0 | 17.8748 | 14.4273 | 1.691 | 130.2809 | 18.7529 | 0.73409 | 8.7487 | 57.8554
1995-10-21 19:00 | 199.8503 | 63.4836 | 0 | 18.1752 | 14.4273 | 1.6903 | 133.0659 | 18.7869 | 0.73409 | 8.7487 | 43.9107
1995-10-21 20:00 | 198.9742 | 59.8853 | 0 | 27.7783 | 14.4273 | 2.9039 | 134.7556 | 18.7395 | 0.73409 | 8.7953 | 49.1881
1995-10-21 21:00 | 196.174 | 56.4978 | 0 | 24.2885 | 14.4273 | 2.9036 | 134.8388 | 18.6686 | 0.73409 | 12.6951 | 50.5946
1995-10-21 22:00 | 190.7276 | 66.7916 | 0 | 29.8476 | 14.4273 | 2.9042 | 134.6945 | 18.5555 | 0.73409 | 9.9738 | 39.7775
1995-10-21 23:00 | 180.6464 | 75.6834 | 0 | 28.4895 | 14.4273 | 2.9042 | 134.9294 | 18.4811 | 0.73409 | 11.8908 | 30.6486
1995-10-22 | 178.9293 | 86.8057 | 0 | 80.8281 | 14.4273 | 1.6866 | 82.6578 | 18.3858 | 0.55845 | 2.0963 | 66.0052
1995-10-22 01:00 | 172.7434 | 98.5924 | 0 | 61.416 | 14.4273 | 1.6867 | 81.9538 | 18.3019 | 0.59726 | 2.0963 | 62.739
1995-10-22 02:00 | 171.3421 | 110.8729 | 0 | 55.8548 | 14.4273 | 1.6858 | 82.6996 | 18.2917 | 0.57511 | 2.0963 | 50.6741
1995-10-22 03:00 | 173.3497 | 120.5707 | 0 | 47.5246 | 14.4273 | 1.6849 | 80.0267 | 18.3093 | 0.55296 | 2.0497 | 48.2347
1995-10-22 04:00 | 178.2982 | 127.5728 | 0 | 51.0812 | 14.4273 | 1.684 | 81.668 | 18.3426 | 0.55296 | 2.0497 | 34.995
1995-10-22 05:00 | 184.5806 | 133.2057 | 0.43758 | 47.6994 | 14.4273 | 1.6817 | 79.641 | 18.5318 | 0.53205 | 2.0497 | 52.1048
1995-10-22 06:00 | 187.7162 | 135.9545 | 27.3366 | 55.5786 | 14.4273 | 1.6905 | 82.8504 | 18.7899 | 0.5099 | 2.0497 | 54.9631
1995-10-22 07:00 | 187.4262 | 135.9393 | 158.3953 | 38.6631 | 14.4273 | 1.6909 | 75.2238 | 18.89 | 0.5099 | 2.0666 | 18.3115
1995-10-22 08:00 | 171.0112 | 136.4872 | 367.7264 | 18.5298 | 14.4273 | 1.6922 | 70.8917 | 18.9262 | 0.53205 | 2.067 | 0.5488
1995-10-22 09:00 | 147.4076 | 138.572 | 559.8683 | 12.5565 | 14.4273 | 1.7122 | 69.8619 | 18.8729 | 0.2441 | 0.25475 | 0.56082
1995-10-22 10:00 | 139.7307 | 138.3064 | 673.8706 | 11.7492 | 14.4273 | 1.7473 | 51.9268 | 18.8341 | 0.2441 | 0.25884 | 0.64099
1995-10-22 11:00 | 139.6328 | 138.1314 | 723.3311 | 16.5878 | 14.4273 | 1.7485 | 68.2046 | 18.7338 | 0.2441 | 0.24258 | 0.35223
1995-10-22 12:00 | 148.4832 | 140.3285 | 690.2104 | 11.2722 | 14.4273 | 1.7398 | 66.7883 | 18.7094 | 0.055862 | 0.25308 | 1.5869
1995-10-22 13:00 | 181.24 | 142.1464 | 590.4074 | 13.7579 | 14.4273 | 1.7401 | 49.483 | 18.7133 | 0.055862 | 0.24173 | 2.61
1995-10-22 14:00 | 198.1844 | 146.1397 | 432.1378 | 14.5714 | 14.4273 | 1.7406 | 62.5387 | 18.7553 | 0.10094 | 0.24173 | 3.9119
1995-10-22 15:00 | 203.5868 | 147.0597 | 246.8288 | 16.482 | 14.4273 | 1.7403 | 75.6159 | 18.8292 | 0.51314 | 0.24173 | 18.6028
1995-10-22 16:00 | 229.177 | 152.9717 | 81.8785 | 28.0017 | 14.4273 | 1.7527 | 76.3636 | 18.9433 | 0.51314 | 0.24173 | 69.4943
1995-10-22 17:00 | 259.8909 | 157.729 | 12.7217 | 39.953 | 14.4273 | 1.7813 | 75.2567 | 18.994 | 0.51314 | 2.0497 | 63.2035
1995-10-22 18:00 | 290.3473 | 160.864 | 0 | 42.3072 | 14.4273 | 1.7803 | 61.4091 | 19.0208 | 0.36674 | 2.0963 | 63.2345
1995-10-22 19:00 | 310.1131 | 161.03 | 0 | 26.6476 | 14.4273 | 1.7798 | 73.5476 | 19.0797 | 0.36674 | 2.0963 | 52.279
1995-10-22 20:00 | 325.2819 | 158.8014 | 0 | 32.3296 | 14.4273 | 1.7793 | 73.5763 | 19.0633 | 0.36674 | 2.0963 | 38.0874
1995-10-22 21:00 | 331.1027 | 156.121 | 0 | 35.0067 | 14.4273 | 1.7688 | 72.0473 | 19.0122 | 0.34459 | 2.0963 | 27.0698
1995-10-22 22:00 | 348.7992 | 163.7837 | 0 | 27.4935 | 14.4273 | 1.7688 | 57.7273 | 18.8685 | 0.34459 | 2.0963 | 18.0981
1995-10-22 23:00 | 341.2087 | 156.0734 | 0 | 22.0831 | 14.4273 | 1.7669 | 71.7565 | 18.8194 | 0.33331 | 2.0963 | 16.0355
1995-10-23 | 342.2902 | 147.7764 | 0 | 40.5959 | 14.4273 | 1.7679 | 33.7166 | 18.6992 | 0.13066 | 0.066777 | 10.5244
1995-10-23 01:00 | 338.0092 | 141.3803 | 0 | 34.1643 | 14.4273 | 1.768 | 33.3023 | 18.6331 | 0.13066 | 0.066777 | 4.729
1995-10-23 02:00 | 338.197 | 136.5465 | 0 | 30.8111 | 14.4273 | 1.7676 | 27.0914 | 18.5826 | 0.13066 | 0.020247 | 10.1206
1995-10-23 03:00 | 334.9542 | 133.2308 | 0 | 38.6419 | 13.9828 | 1.7902 | 33.3189 | 18.5743 | 0.13066 | 0.020247 | 4.7094
1995-10-23 04:00 | 342.641 | 135.9779 | 0 | 35.7641 | 13.9828 | 1.7736 | 25.8901 | 18.579 | 0.13066 | 0.020247 | 17.4519
1995-10-23 05:00 | 344.6318 | 140.364 | 0.49184 | 33.7852 | 13.9828 | 1.8038 | 32.0725 | 18.4954 | 0.13066 | 0.020247 | 32.0443
1995-10-23 06:00 | 358.2115 | 146.7426 | 26.9306 | 43.5271 | 13.9828 | 1.8029 | 24.1346 | 18.5869 | 0.11399 | 0.020247 | 29.5497
1995-10-23 07:00 | 373.3203 | 160.4356 | 172.703 | 23.4648 | 13.9828 | 1.8042 | 32.9612 | 18.8168 | 0.11399 | 0.020247 | 13.5485
1995-10-23 08:00 | 330.7272 | 171.9856 | 389.267 | 25.6697 | 13.9828 | 1.8057 | 25.0937 | 18.7982 | 0.11399 | 0.020247 | 1.3
1995-10-23 09:00 | 300.8956 | 181.9809 | 569.364 | 24.7544 | 13.9828 | 1.8075 | 33.0427 | 18.782 | 0.11399 | 0.019936 | 0
1995-10-23 10:00 | 236.2516 | 175.2161 | 706.2739 | 21.1097 | 13.9828 | 1.8097 | 21.3081 | 18.6276 | 0.11399 | 0.019936 | 0.23339
1995-10-23 11:00 | 237.892 | 182.5877 | 736.1527 | 26.4784 | 13.9828 | 1.8108 | 32.9836 | 18.6824 | 0.11399 | 0.019936 | 1.2219
1995-10-23 12:00 | 256.1544 | 178.9355 | 721.9622 | 17.2189 | 13.9828 | 1.8117 | 20.5038 | 18.6149 | 0.11399 | 0.019936 | 2.9899
1995-10-23 13:00 | 270.4488 | 176.0129 | 618.1623 | 22.0959 | 13.9828 | 1.8127 | 21.272 | 18.5654 | 0.11399 | 0.019936 | 1.5983
1995-10-23 14:00 | 288.6858 | 172.3677 | 460.4778 | 21.2144 | 13.9828 | 1.8018 | 33.3903 | 18.458 | 0.11399 | 0.019936 | 1.1895
1995-10-23 15:00 | 333.6527 | 182.1957 | 267.5091 | 19.4213 | 13.9828 | 1.8017 | 20.5007 | 18.6164 | 0.11399 | 0.019936 | 29.2482
1995-10-23 16:00 | 371.1702 | 189.9528 | 71.6565 | 33.2018 | 13.9828 | 1.7685 | 25.2534 | 18.5718 | 0.11399 | 0.020247 | 59.9735
1995-10-23 17:00 | 416.4467 | 205.3506 | 7.8954 | 40.2935 | 13.9828 | 1.7693 | 29.5652 | 18.7032 | 0.11399 | 0.048933 | 83.6627
1995-10-23 18:00 | 434.9533 | 212.3382 | 0 | 24.2797 | 13.9828 | 1.7683 | 31.8407 | 18.7645 | 0.11399 | 0.066777 | 64.4869
1995-10-23 19:00 | 443.6627 | 221.5416 | 0 | 26.2222 | 13.9828 | 1.7665 | 35.4557 | 18.7264 | 0.11399 | 0.066777 | 36.8009
1995-10-23 20:00 | 449.0554 | 229.7029 | 0 | 34.1564 | 13.9828 | 1.7427 | 34.7896 | 18.6851 | 0.11399 | 0.066777 | 10.5421
1995-10-23 21:00 | 444.6833 | 230.0912 | 0 | 25.8565 | 13.9828 | 1.7328 | 35.1536 | 18.6728 | 0.11399 | 0.066777 | 16.9912
1995-10-23 22:00 | 448.5031 | 231.3821 | 0 | 28.1724 | 13.9828 | 1.7332 | 35.4023 | 18.6353 | 0.11399 | 0.066777 | 1.9527
1995-10-23 23:00 | 444.4548 | 226.1375 | 0 | 19.1753 | 13.9828 | 1.7325 | 34.5719 | 18.6432 | 0.11399 | 0.066777 | 1.684
1995-10-24 | 425.0145 | 221.1703 | 0 | 20.0818 | 1.5391 | 1.7339 | 25.5295 | 18.4526 | 0.11399 | 0.066777 | 3.1059
1995-10-24 01:00 | 422.6614 | 216.5626 | 0 | 15.8759 | 1.5391 | 1.7578 | 26.5257 | 18.2342 | 0.11399 | 0.066777 | 2.6623
1995-10-24 02:00 | 416.1575 | 211.1869 | 0 | 15.9026 | 1.5391 | 1.757 | 23.7115 | 18.4813 | 0.11399 | 0.066777 | 1.9911
1995-10-24 03:00 | 417.3591 | 211.0654 | 0 | 24.3459 | 1.5391 | 1.7536 | 17.5672 | 18.1722 | 0.11399 | 0.066777 | 10.5745
1995-10-24 04:00 | 417.9541 | 215.1301 | 0 | 15.0155 | 1.5391 | 1.7501 | 16.4272 | 18.1326 | 0.11399 | 0.066777 | 17.3687
1995-10-24 05:00 | 412.7743 | 219.8727 | 0.41414 | 13.6007 | 1.5391 | 1.7537 | 14.2026 | 18.4535 | 0.11399 | 0.020247 | 17.4254
1995-10-24 06:00 | 393.1646 | 222.0814 | 32.2099 | 21.9989 | 1.5391 | 1.7529 | 13.5827 | 18.5189 | 0.13066 | 0.020247 | 17.0896
1995-10-24 07:00 | 400.5868 | 223.5481 | 170.3663 | 14.8956 | 1.5391 | 1.754 | 10.0783 | 18.4016 | 0.085582 | 0.020247 | 3.3547
1995-10-24 08:00 | 328.5954 | 224.9342 | 357.1995 | 16.8128 | 0 | 1.7564 | 9.7627 | 18.3307 | 0.052253 | 0.0042866 | 0
1995-10-24 09:00 | 308.6513 | 214.1188 | 498.6692 | 9.1058 | 0 | 1.7583 | 8.6475 | 17.6506 | 0.052253 | 0.0042866 | 0
1995-10-24 10:00 | 274.8141 | 216.4226 | 563.5632 | 10.1163 | 0 | 1.761 | 9.2379 | 18.2506 | 0.052253 | 0.0042866 | 1.1559
1995-10-24 11:00 | 255.7253 | 211.762 | 592.2977 | 9.4027 | 0 | 1.7631 | 8.9922 | 18.491 | 0.052253 | 0.0042866 | 1.3652
1995-10-24 12:00 | 224.4878 | 216.8604 | 587.8511 | 12.6648 | 0 | 1.7641 | 8.7331 | 16.911 | 0.052253 | 0.0042866 | 1.6002
1995-10-24 13:00 | 254.1801 | 194.4422 | 521.4139 | 10.7111 | 0 | 1.765 | 8.7581 | 16.8871 | 0.052253 | 0.0042866 | 1.5682
1995-10-24 14:00 | 280.8328 | 220.0454 | 363.1797 | 12.2338 | 1.5391 | 1.7658 | 8.9619 | 16.935 | 0.13066 | 0.0042866 | 10.4953
1995-10-24 15:00 | 339.1752 | 225.9118 | 201.8283 | 15.273 | 1.5391 | 1.7658 | 10.686 | 18.3821 | 0.13066 | 0.050817 | 16.5689
1995-10-24 16:00 | 407.1027 | 232.907 | 36.7702 | 19.5456 | 1.5391 | 1.7653 | 18.2292 | 18.4632 | 0.13066 | 0.066777 | 49.0568
1995-10-24 17:00 | 404.6364 | 242.4353 | 3.8005 | 19.4128 | 1.5391 | 1.7641 | 13.1049 | 18.6336 | 0.11941 | 0.020247 | 33.2312
1995-10-24 18:00 | 418.592 | 233.2485 | 0 | 17.1164 | 1.5391 | 1.7625 | 25.9088 | 18.3998 | 0.11941 | 0.066777 | 42.9938
1995-10-24 19:00 | 420.6333 | 244.3841 | 0 | 19.4189 | 1.5391 | 1.7612 | 24.412 | 18.6405 | 0.11941 | 0.066777 | 25.1092
1995-10-24 20:00 | 399.8875 | 244.0094 | 0 | 21.8093 | 1.5391 | 1.7609 | 29.7482 | 18.3743 | 0.11941 | 0.066777 | 22.8136
1995-10-24 21:00 | 401.5653 | 241.0299 | 0 | 18.9344 | 1.5391 | 1.7532 | 16.8608 | 18.3478 | 0.11941 | 0.066777 | 18.5409
1995-10-24 22:00 | 397.6511 | 235.4825 | 0 | 19.7018 | 1.5391 | 1.754 | 29.6407 | 18.2985 | 0.11941 | 0.066777 | 20.1936
1995-10-24 23:00 | 386.1521 | 232.5595 | 0 | 21.6717 | 1.5391 | 1.7622 | 29.4453 | 18.1941 | 0.11941 | 0.066777 | 9.4584
1995-10-25 | 387.0526 | 236.1358 | 0 | 33.449 | 1.5391 | 1.7621 | 37.4787 | 18.1023 | 0.11941 | 0.066777 | 37.8172
1995-10-25 01:00 | 382.3261 | 229.6336 | 0 | 33.1202 | 1.5391 | 1.7617 | 37.5138 | 18.3238 | 0.11941 | 0.066777 | 26.6361
1995-10-25 02:00 | 375.2985 | 223.2138 | 0 | 34.0509 | 3.067 | 1.7608 | 37.3104 | 18.0641 | 0.11941 | 0.066777 | 23.2845
1995-10-25 03:00 | 365.6008 | 224.0778 | 0 | 32.7706 | 3.1391 | 1.757 | 36.3419 | 18.0433 | 0.68641 | 0.066777 | 20.4026
1995-10-25 04:00 | 357.5583 | 222.9613 | 0 | 27.9064 | 3.1391 | 1.7532 | 32.2964 | 18.0612 | 0.68641 | 0.066777 | 33.3138
1995-10-25 05:00 | 359.5231 | 226.3765 | 0.35412 | 25.3689 | 3.1391 | 1.7503 | 25.1699 | 18.3933 | 0.73633 | 0.020247 | 46.5335
1995-10-25 06:00 | 333.6681 | 226.7406 | 29.9375 | 28.3385 | 3.1391 | 1.7532 | 26.99 | 18.3481 | 0.73633 | 0.020247 | 39.0312
1995-10-25 07:00 | 337.2913 | 230.1278 | 149.077 | 27.1395 | 3.1391 | 1.7544 | 22.6831 | 18.7573 | 0.73633 | 0.066777 | 32.7847
1995-10-25 08:00 | 304.3439 | 223.0193 | 317.4766 | 23.3933 | 3.1391 | 1.7581 | 12.5506 | 18.5653 | 0.73633 | 0.0042866 | 10.4825
1995-10-25 09:00 | 265.4191 | 221.8302 | 462.0916 | 17.5637 | 3.1391 | 1.7602 | 10.9484 | 18.504 | 0.73633 | 0.0042866 | 2.2519
1995-10-25 10:00 | 225.064 | 218.246 | 538.9161 | 16.1775 | 3.1391 | 1.7626 | 11.2388 | 18.5196 | 0.074329 | 0.0042866 | 0.13831
1995-10-25 11:00 | 215.4854 | 217.5869 | 554.732 | 23.0673 | 3.1391 | 1.7649 | 10.1877 | 18.4413 | 0.074329 | 0.0042866 | 0.62469
1995-10-25 12:00 | 228.7351 | 220.0166 | 543.3739 | 12.2133 | 3.1391 | 1.764 | 10.0684 | 18.423 | 0.074329 | 0.0042866 | 0.6374
1995-10-25 13:00 | 233.9055 | 227.2822 | 469.4675 | 12.6143 | 2.694 | 1.7648 | 13.0375 | 18.3955 | 0.074329 | 0.0042866 | 0.33359
1995-10-25 14:00 | 243.0536 | 222.0636 | 356.5999 | 12.5197 | 1.5391 | 1.7656 | 15.7563 | 18.4386 | 0.074329 | 0.019936 | 0.62796
1995-10-25 15:00 | 257.8691 | 233.9883 | 189.4285 | 15.5967 | 1.5391 | 1.7658 | 27.5096 | 18.4447 | 0.074329 | 0.066777 | 7.2638
1995-10-25 16:00 | 253.919 | 236.2952 | 48.6103 | 48.872 | 1.5391 | 1.7681 | 51.6771 | 18.5301 | 0.074329 | 0.19023 | 59.6212
1995-10-25 17:00 | 256.4845 | 234.5876 | 5.4805 | 44.1807 | 1.5391 | 1.7842 | 49.1508 | 18.4422 | 0.085582 | 0.19023 | 59.1066
1995-10-25 18:00 | 260.3541 | 235.6468 | 0 | 52.1592 | 1.5391 | 1.7829 | 49.0179 | 18.8567 | 0.085582 | 0.19023 | 55.753
1995-10-25 19:00 | 260.2782 | 232.7996 | 0 | 48.4181 | 1.5391 | 1.7622 | 52.1503 | 18.8979 | 0.085582 | 0.19023 | 49.6189
1995-10-25 20:00 | 263.8392 | 227.1572 | 0 | 40.0064 | 1.5391 | 1.7621 | 51.5194 | 18.5089 | 0.085582 | 0.19023 | 60.6136
1995-10-25 21:00 | 266.9643 | 220.692 | 0 | 45.4674 | 1.5391 | 1.7618 | 53.1649 | 18.4346 | 0.085582 | 0.19023 | 50.2147
1995-10-25 22:00 | 286.8916 | 231.178 | 0 | 38.296 | 1.5391 | 1.7628 | 44.0853 | 18.1086 | 0.085582 | 0.19023 | 37.5221
1995-10-25 23:00 | 280.4612 | 229.4622 | 0 | 22.0231 | 1.5391 | 1.763 | 51.5046 | 18.1632 | 0.085582 | 0.19023 | 29.2472
1995-10-26 | 284.6076 | 230.2743 | 0 | 51.0392 | 1.5391 | 1.763 | 37.2601 | 18.0047 | 0.085582 | 0.066777 | 36.639
1995-10-26 01:00 | 277.3073 | 230.3058 | 0 | 36.1968 | 1.5391 | 1.7628 | 37.1833 | 17.9228 | 0.085582 | 0.066777 | 40.6141
1995-10-26 02:00 | 273.3603 | 228.1876 | 0 | 38.5324 | 1.5391 | 1.762 | 37.1212 | 17.9055 | 0.085582 | 0.066777 | 33.4528
1995-10-26 03:00 | 277.7042 | 222.7045 | 0 | 33.6247 | 1.5391 | 1.758 | 36.3778 | 17.8394 | 0.085582 | 0.066777 | 28.2377
1995-10-26 04:00 | 287.3385 | 216.22 | 0 | 25.2903 | 1.5391 | 1.7538 | 37.448 | 17.9563 | 0.085582 | 0.020247 | 24.3069
1995-10-26 05:00 | 296.8745 | 214.9889 | 0.22863 | 27.0158 | 1.5391 | 1.7651 | 33.8845 | 18.0369 | 0.13066 | 0.020247 | 27.7256
1995-10-26 06:00 | 306.1834 | 213.7998 | 24.6435 | 27.4201 | 1.5391 | 1.7644 | 33.2364 | 18.2471 | 0.13066 | 0.020247 | 18.9489
1995-10-26 07:00 | 311.6716 | 214.9532 | 132.8395 | 29.8137 | 1.5391 | 1.7659 | 20.4991 | 18.5147 | 0.13066 | 0.066777 | 17.6811
1995-10-26 08:00 | 306.6414 | 214.3394 | 281.0593 | 13.7101 | 1.5391 | 1.7689 | 15.7152 | 18.2492 | 0.11399 | 0.0042866 | 0.99266
1995-10-26 09:00 | 242.0265 | 212.2854 | 432.6503 | 12.9677 | 1.5391 | 1.7706 | 16.2378 | 18.2329 | 0.11399 | 0.0042866 | 0.64706
1995-10-26 10:00 | 235.5426 | 219.631 | 515.6116 | 10.4725 | 1.5391 | 1.774 | 14.8302 | 18.3615 | 0.11399 | 0.0042866 | 1.2738
1995-10-26 11:00 | 188.8001 | 211.2243 | 568.7827 | 16.8075 | 1.5391 | 1.7769 | 13.586 | 18.0812 | 0.11399 | 0.0042866 | 0
1995-10-26 12:00 | 199.4122 | 226.4294 | 535.4236 | 11.681 | 1.5391 | 1.7786 | 14.546 | 18.3665 | 0.11399 | 0.0042866 | 0
1995-10-26 13:00 | 204.1069 | 227.5506 | 458.8153 | 13.2804 | 1.5391 | 1.7559 | 14.7637 | 17.9153 | 0.11399 | 0.0042866 | 0.17616
1995-10-26 14:00 | 245.8379 | 230.6476 | 327.8271 | 12.7191 | 1.5391 | 1.7568 | 15.2609 | 18.4625 | 0.11399 | 0.0042866 | 3.4488
1995-10-26 15:00 | 275.8643 | 234.8966 | 177.44 | 15.4075 | 1.5391 | 1.7565 | 25.9004 | 18.3322 | 0.11399 | 0.066777 | 31.3605
1995-10-26 16:00 | 336.1655 | 236.8485 | 45.0789 | 24.7152 | 1.5391 | 1.7551 | 39.6354 | 18.2926 | 0.11399 | 0.066777 | 49.2211
1995-10-26 17:00 | 355.265 | 237.3405 | 5.4892 | 21.6525 | 1.5391 | 1.7317 | 39.7556 | 18.3446 | 0.11399 | 0.066777 | 24.3352
1995-10-26 18:00 | 363.0114 | 239.99 | 0 | 25.3428 | 1.5391 | 1.7284 | 38.2975 | 18.4099 | 0.11399 | 0.066777 | 25.4136
1995-10-26 19:00 | 365.28 | 237.6511 | 0 | 22.4435 | 1.5391 | 1.7131 | 34.8868 | 18.4804 | 0.11399 | 0.066777 | 30.2122
1995-10-26 20:00 | 363.2398 | 234.4474 | 0 | 22.4453 | 1.5391 | 1.7106 | 35.683 | 17.4916 | 0.11399 | 0.066777 | 23.417
1995-10-26 21:00 | 361.3265 | 236.2153 | 0 | 22.0134 | 1.5391 | 1.7096 | 33.9833 | 17.4179 | 0.11399 | 0.066777 | 18.52
1995-10-26 22:00 | 363.0103 | 227.5012 | 0 | 24.4022 | 1.5391 | 1.7147 | 33.9279 | 17.3092 | 0.11399 | 0.066777 | 19.2932
1995-10-26 23:00 | 352.1742 | 231.7147 | 0 | 16.8941 | 1.5391 | 1.7145 | 33.7073 | 17.2064 | 0.11399 | 0.066777 | 20.6637
1995-10-27 | 360.5319 | 240.1375 | 0 | 29.3276 | 16.7481 | 1.714 | 59.0398 | 17.9508 | 0.11399 | 0.8534 | 21.1286
1995-10-27 01:00 | 355.6286 | 241.3898 | 0 | 13.7292 | 16.7481 | 1.7132 | 58.8911 | 17.0789 | 0.11399 | 0.8534 | 21.7553
1995-10-27 02:00 | 350.02 | 239.3615 | 0 | 14.1433 | 11.2998 | 1.7118 | 59.2155 | 17.6202 | 0.11399 | 0.8534 | 24.0445
1995-10-27 03:00 | 344.2576 | 238.9355 | 0 | 22.3016 | 1.5391 | 1.7072 | 60.5755 | 17.5573 | 0.11399 | 0.24673 | 24.0308
1995-10-27 04:00 | 343.4564 | 235.8699 | 0 | 8.9885 | 1.5391 | 1.6988 | 60.5908 | 17.0218 | 0.11399 | 0.2002 | 13.0863
1995-10-27 05:00 | 341.0079 | 235.0905 | 0.32684 | 13.6177 | 2.5906 | 1.6946 | 61.0097 | 17.4885 | 0.11399 | 0.2002 | 17.2602
1995-10-27 06:00 | 339.9382 | 230.8454 | 21.7773 | 16.6556 | 1.5391 | 1.6965 | 60.7602 | 17.1858 | 0.11399 | 0.19843 | 24.1474
1995-10-27 07:00 | 331.2616 | 227.5107 | 130.4528 | 18.2399 | 16.7481 | 1.6974 | 44.8166 | 18.2727 | 0.11399 | 0.1437 | 15.4784
1995-10-27 08:00 | 309.3471 | 223.9345 | 286.0818 | 17.7493 | 1.5391 | 1.6995 | 25.2167 | 18.4691 | 0.13066 | 0.020247 | 6.7265
1995-10-27 09:00 | 299.1062 | 213.3669 | 421.0377 | 10.5667 | 1.5391 | 1.7016 | 25.121 | 18.6146 | 0.13066 | 0.020247 | 0
1995-10-27 10:00 | 273.1254 | 203.4923 | 508.9617 | 10.2445 | 1.5391 | 1.705 | 23.8933 | 18.4306 | 0.13066 | 0.020247 | 0.50667
1995-10-27 11:00 | 256.4893 | 200.5889 | 546.8717 | 9.4338 | 1.5391 | 1.7081 | 24.521 | 18.4615 | 0.13066 | 0.020247 | 0.13136
1995-10-27 12:00 | 259.7421 | 200.9535 | 515.1981 | 8.4131 | 1.5391 | 1.7115 | 23.2606 | 18.3645 | 0.13066 | 0.020247 | 1.3532
1995-10-27 13:00 | 262.971 | 198.0326 | 441.0217 | 11.2095 | 1.5391 | 1.7125 | 23.3436 | 17.9623 | 0.13066 | 0.1437 | 0.10755
1995-10-27 14:00 | 276.8624 | 190.1704 | 328.9998 | 14.8103 | 16.7481 | 1.7134 | 26.4246 | 18.3427 | 0.13066 | 0.1437 | 0.29079
1995-10-27 15:00 | 282.0699 | 182.7856 | 187.1755 | 13.5647 | 16.7481 | 1.7135 | 63.1694 | 18.445 | 0.46291 | 0.2002 | 0.79855
1995-10-27 16:00 | 276.8807 | 181.0634 | 61.4055 | 18.8243 | 16.7481 | 1.7127 | 87.3751 | 18.5828 | 0.46291 | 2.5377 | 28.9988
1995-10-27 17:00 | 266.7678 | 182.852 | 7.3832 | 24.7189 | 16.7481 | 1.7094 | 86.448 | 18.583 | 0.46291 | 3.9422 | 21.0831
1995-10-27 18:00 | 259.4363 | 181.4551 | 0 | 26.1418 | 16.7481 | 1.6734 | 86.8574 | 18.4097 | 0.46291 | 5.336 | 32.7096
1995-10-27 19:00 | 244.9565 | 177.8455 | 0 | 24.5923 | 16.7481 | 1.6719 | 92.6703 | 18.4244 | 0.50191 | 4.0636 | 29.9713
1995-10-27 20:00 | 235.4786 | 171.8648 | 0 | 29.9909 | 16.7481 | 1.6714 | 115.5553 | 18.4198 | 0.50191 | 5.336 | 19.3085
1995-10-27 21:00 | 224.0453 | 171.8114 | 0 | 28.894 | 16.7481 | 1.6901 | 103.0538 | 18.1577 | 0.50191 | 5.336 | 33.1375
1995-10-27 22:00 | 216.3078 | 172.7172 | 0 | 35.5315 | 16.7481 | 1.691 | 103.3049 | 18.1696 | 0.50191 | 5.336 | 29.1616
1995-10-27 23:00 | 203.842 | 166.656 | 0 | 34.422 | 16.7481 | 1.6908 | 103.7251 | 18.0499 | 0.47976 | 5.336 | 19.2943
1995-10-28 | 207.6049 | 160.5112 | 0 | 41.5591 | 16.7481 | 1.6904 | 142.2438 | 17.8592 | 0.5799 | 13.4252 | 33.4055
1995-10-28 01:00 | 201.9664 | 157.2661 | 0 | 23.7883 | 16.7481 | 1.6895 | 131.599 | 18.1518 | 0.57346 | 13.4252 | 45.322
1995-10-28 02:00 | 196.6244 | 153.0481 | 0 | 21.647 | 16.7481 | 1.6879 | 136.3641 | 18.1158 | 0.59438 | 13.4252 | 37.854
1995-10-28 03:00 | 189.6039 | 150.4908 | 0 | 18.9054 | 16.7481 | 2.8521 | 149.2163 | 18.0868 | 0.59438 | 13.4252 | 25.6677
1995-10-28 04:00 | 188.6611 | 150.2099 | 0 | 15.1335 | 16.7481 | 2.8469 | 137.3798 | 18.1551 | 0.57488 | 13.4252 | 21.3204
1995-10-28 05:00 | 184.8145 | 150.3382 | 0.35539 | 18.2669 | 16.7481 | 2.3402 | 129.9756 | 17.9399 | 0.43811 | 13.4252 | 22.0606
1995-10-28 06:00 | 182.2024 | 153.5248 | 17.8803 | 9.6862 | 16.7481 | 2.8354 | 126.7521 | 18.4521 | 0.43811 | 12.8934 | 16.5972
1995-10-28 07:00 | 185.2441 | 156.2549 | 109.9073 | 27.046 | 16.7481 | 2.8079 | 120.4885 | 18.7508 | 0.43811 | 11.0757 | 13.8573
1995-10-28 08:00 | 173.4783 | 154.1007 | 264.5007 | 13.8454 | 16.7481 | 2.7637 | 98.8044 | 18.6751 | 0.43811 | 4.2563 | 0.64057
1995-10-28 09:00 | 162.6703 | 151.876 | 399.3567 | 9.9543 | 16.7481 | 1.6548 | 99.5078 | 18.409 | 0.43811 | 3.6322 | 0.054774
1995-10-28 10:00 | 149.5917 | 145.6564 | 484.9166 | 9.4378 | 16.7481 | 1.6584 | 86.2824 | 18.4044 | 0.41596 | 3.6322 | 0
1995-10-28 11:00 | 134.4995 | 142.0653 | 520.2623 | 9.2756 | 16.7481 | 1.6615 | 82.7183 | 18.7333 | 0.40471 | 3.6322 | 0.09129
1995-10-28 12:00 | 144.7245 | 136.8179 | 497.5669 | 11.4702 | 16.5607 | 1.6636 | 83.7032 | 18.627 | 0.40471 | 3.6322 | 0.026798
1995-10-28 13:00 | 143.7904 | 130.556 | 428.5276 | 12.4727 | 16.7481 | 2.6468 | 93.7495 | 18.666 | 0.40471 | 5.2114 | 0.14529
1995-10-28 14:00 | 146.4518 | 123.3357 | 334.3639 | 12.4514 | 16.7481 | 2.6595 | 101.4551 | 18.7175 | 0.42686 | 9.3242 | 4.631
1995-10-28 15:00 | 170.8344 | 114.1824 | 165.8725 | 25.3878 | 16.7481 | 2.6816 | 124.5545 | 18.792 | 0.60687 | 9.3242 | 16.67
1995-10-28 16:00 | 186.2537 | 106.4416 | 44.3763 | 47.0129 | 16.7481 | 2.7108 | 137.0937 | 18.8536 | 0.75834 | 11.6172 | 40.1978
1995-10-28 17:00 | 189.4662 | 100.6976 | 5.519 | 36.4192 | 16.7481 | 2.7415 | 137.1677 | 18.9128 | 0.77926 | 11.6172 | 28.4188
1995-10-28 18:00 | 188.041 | 97.423 | 0 | 32.203 | 16.7481 | 2.7675 | 138.6599 | 18.9884 | 0.75711 | 11.6172 | 15.6914
1995-10-28 19:00 | 187.9513 | 93.9973 | 0 | 38.1159 | 16.7481 | 2.7849 | 138.8868 | 18.9963 | 0.73496 | 11.6172 | 12.3422
1995-10-28 20:00 | 184.9878 | 90.5409 | 0 | 37.2076 | 16.7481 | 2.7976 | 140.9502 | 18.825 | 0.73496 | 13.4252 | 25.2198
1995-10-28 21:00 | 184.6307 | 87.2356 | 0 | 38.1023 | 16.7481 | 2.8063 | 142.4845 | 18.7574 | 0.73496 | 13.4252 | 11.1183
1995-10-28 22:00 | 186.2386 | 81.3102 | 0 | 47.5766 | 16.7481 | 2.8156 | 144.4134 | 18.6614 | 0.73496 | 13.4252 | 7.0969
1995-10-28 23:00 | 177.964 | 77.4293 | 0 | 43.3775 | 16.7481 | 2.8239 | 141.5622 | 18.5286 | 0.75711 | 13.4252 | 7.5667
1995-10-29 | 182.5054 | 73.9864 | 0 | 82.876 | 16.7481 | 2.8277 | 200.5329 | 18.3937 | 0.75711 | 13.5564 | 12.3843
1995-10-29 01:00 | 174.4415 | 68.2912 | 0 | 70.7587 | 16.7481 | 2.84 | 181.3193 | 18.3345 | 0.77926 | 13.4314 | 10.2236
1995-10-29 02:00 | 167.3232 | 61.344 | 0 | 73.6351 | 16.7481 | 2.8491 | 184.817 | 18.3355 | 0.77926 | 13.4644 | 17.91
1995-10-29 03:00 | 163.984 | 54.8435 | 0 | 71.8225 | 16.7481 | 2.8782 | 189.4471 | 18.0148 | 0.77926 | 14.8003 | 6.4356
1995-10-29 04:00 | 160.7274 | 49.2735 | 0 | 70.6401 | 16.7481 | 2.8809 | 197.7663 | 18.0636 | 0.79609 | 14.7927 | 16.211
1995-10-29 05:00 | 156.1089 | 43.7345 | 0.33296 | 64.4335 | 16.7481 | 2.8965 | 169.7768 | 18.1331 | 0.79609 | 14.7912 | 52.5733
1995-10-29 06:00 | 152.297 | 37.8569 | 20.3169 | 67.4102 | 16.7481 | 2.8897 | 207.2324 | 18.7504 | 0.79609 | 14.7966 | 26.0716
1995-10-29 07:00 | 141.9747 | 32.3294 | 100.8115 | 76.4743 | 18.3481 | 2.8734 | 217.9319 | 18.905 | 0.79609 | 14.8078 | 25.1504
1995-10-29 08:00 | 124.7993 | 29.1065 | 244.6444 | 63.6439 | 18.3481 | 2.8298 | 225.9716 | 18.8521 | 0.79609 | 14.6211 | 21.2336
1995-10-29 09:00 | 107.216 | 26.5085 | 378.8567 | 67.7806 | 18.3481 | 2.7928 | 228.9314 | 18.8248 | 0.79609 | 14.6046 | 3.0134
1995-10-29 10:00 | 94.2507 | 28.912 | 454.9746 | 67.4897 | 18.3481 | 2.762 | 178.5833 | 18.808 | 1.5951 | 14.6112 | 0.97803
1995-10-29 11:00 | 91.2822 | 29.0789 | 481.1314 | 66.2745 | 18.3481 | 2.7484 | 225.0554 | 18.8259 | 1.6063 | 14.5869 | 14.4306
1995-10-29 12:00 | 93.2257 | 29.4045 | 452.0625 | 69.4758 | 18.3481 | 2.7503 | 198.1467 | 18.7782 | 1.449 | 14.6026 | 2.2658
1995-10-29 13:00 | 87.4736 | 28.242 | 386.4204 | 76.4374 | 18.3481 | 2.7506 | 193.2397 | 18.7502 | 1.4281 | 14.6072 | 1.7848
1995-10-29 14:00 | 91.1462 | 27.627 | 282.4034 | 62.3395 | 18.3481 | 2.7626 | 207.7867 | 18.7056 | 1.4281 | 14.5872 | 8.7371
1995-10-29 15:00 | 96.6743 | 26.6478 | 153.5304 | 71.7235 | 18.3481 | 2.7833 | 223.4049 | 18.7732 | 1.4281 | 14.7846 | 22.7524
1995-10-29 16:00 | 99.9955 | 26.3776 | 52.5525 | 88.4323 | 18.3481 | 2.8042 | 210.1319 | 18.835 | 1.4281 | 14.7998 | 50.1488
1995-10-29 17:00 | 102.4711 | 28.0029 | 6.7243 | 95.762 | 18.3481 | 2.8207 | 205.9657 | 18.9115 | 1.4072 | 14.7899 | 44.6402
1995-10-29 18:00 | 105.8287 | 30.3279 | 0 | 95.8405 | 18.3481 | 2.8314 | 220.5307 | 18.971 | 1.4127 | 14.7958 | 39.6642
1995-10-29 19:00 | 105.4479 | 32.3475 | 0 | 99.0508 | 18.3481 | 2.8368 | 205.0209 | 19.0001 | 1.4348 | 14.8043 | 59.7636
1995-10-29 20:00 | 102.5968 | 32.749 | 0 | 96.6074 | 18.3481 | 2.8394 | 216.3076 | 18.8524 | 1.4348 | 14.8054 | 27.77
1995-10-29 21:00 | 98.5948 | 31.7814 | 0 | 102.4192 | 18.3481 | 2.8397 | 179.5227 | 18.7865 | 1.3905 | 14.8062 | 49.568
1995-10-29 22:00 | 109.5249 | 34.1813 | 0 | 98.0944 | 18.3481 | 2.8421 | 196.3638 | 18.6843 | 1.3905 | 14.7949 | 14.936
1995-10-29 23:00 | 104.1095 | 30.0305 | 0 | 92.3534 | 18.3481 | 2.8404 | 217.421 | 18.5651 | 1.3737 | 14.7989 | 6.8802
1995-10-30 | 99.2666 | 28.9022 | 0 | 99.7224 | 18.3481 | 2.8457 | 267.862 | 18.5267 | 1.3737 | 20.5019 | 23.7952
1995-10-30 01:00 | 94.9364 | 27.7746 | 0 | 80.9796 | 18.3481 | 2.8494 | 255.0632 | 18.4373 | 1.3737 | 20.1781 | 2.2181
1995-10-30 02:00 | 91.2461 | 26.6734 | 0 | 106.1421 | 18.3481 | 2.8525 | 249.9615 | 18.3909 | 1.3737 | 21.113 | 18.5942
1995-10-30 03:00 | 89.7147 | 25.4271 | 0 | 87.5188 | 18.7926 | 2.8329 | 229.7336 | 18.3495 | 1.3737 | 20.8039 | 4.1342
1995-10-30 04:00 | 85.4503 | 25.9878 | 0 | 79.4189 | 18.7926 | 2.8316 | 267.3432 | 18.4536 | 1.2787 | 19.0921 | 17.2988
1995-10-30 05:00 | 84.4491 | 25.1564 | 0.36867 | 94.2414 | 18.7926 | 2.8026 | 229.0377 | 18.4848 | 1.2787 | 21.1294 | 36.9716
1995-10-30 06:00 | 84.5348 | 27.8362 | 20.7327 | 67.1518 | 18.7926 | 2.7983 | 265.8013 | 18.5849 | 1.2155 | 19.7858 | 51.8234
1995-10-30 07:00 | 83.0583 | 31.6651 | 90.2821 | 80.9534 | 18.7926 | 2.7847 | 256.2534 | 18.7953 | 1.2155 | 21.1417 | 26.2743
1995-10-30 08:00 | 77.5588 | 32.7533 | 237.9624 | 70.1564 | 18.7926 | 2.7642 | 245.0587 | 18.8074 | 1.1766 | 21.1421 | 15.7634
1995-10-30 09:00 | 70.4182 | 33.6444 | 378.4355 | 64.2721 | 18.7926 | 2.7507 | 283.9891 | 18.7943 | 1.1766 | 17.5331 | 6.4345
1995-10-30 10:00 | 69.2096 | 35.5234 | 471.4975 | 60.8618 | 18.7926 | 2.7459 | 230.459 | 18.7767 | 1.1556 | 21.1423 | 3.4002
1995-10-30 11:00 | 72.461 | 36.0658 | 509.6391 | 66.8419 | 18.7926 | 2.7581 | 217.8851 | 18.7095 | 1.1556 | 19.6077 | 0.44844
1995-10-30 12:00 | 71.1997 | 38.0111 | 498.6803 | 69.8647 | 18.7926 | 2.7289 | 224.2124 | 18.6288 | 1.313 | 18.8501 | 0.05621
1995-10-30 13:00 | 76.4539 | 41.7174 | 433.271 | 47.5536 | 18.7926 | 2.732 | 230.4471 | 18.6254 | 1.3339 | 19.0438 | 9.2042
1995-10-30 14:00 | 83.9158 | 44.8022 | 326.8312 | 75.3132 | 18.7926 | 2.7361 | 222.3255 | 18.6099 | 1.313 | 21.1245 | 4.0643
1995-10-30 15:00 | 92.9591 | 46.7095 | 188.1847 | 55.9732 | 18.7926 | 2.7366 | 256.129 | 18.6477 | 1.2961 | 21.132 | 18.6338
1995-10-30 16:00 | 99.4617 | 46.5318 | 62.4069 | 70.182 | 18.7926 | 2.7608 | 256.9523 | 18.6528 | 1.2849 | 14.837 | 36.7974
1995-10-30 17:00 | 108.3905 | 44.7466 | 5.0564 | 76.0477 | 18.7926 | 2.7673 | 272.5524 | 18.7645 | 1.3058 | 14.8296 | 44.7197
1995-10-30 18:00 | 121.7305 | 50.3894 | 0 | 73.0187 | 18.7926 | 2.7666 | 280.7099 | 18.7745 | 1.3224 | 14.834 | 60.9885
1995-10-30 19:00 | 130.4962 | 53.0872 | 0 | 63.7694 | 18.7926 | 2.7659 | 262.0055 | 18.7732 | 1.3224 | 14.8403 | 57.4814
1995-10-30 20:00 | 137.4406 | 57.7362 | 0 | 69.4401 | 18.7926 | 2.7713 | 247.0873 | 18.713 | 1.3224 | 14.8411 | 50.1466
1995-10-30 21:00 | 143.8542 | 65.9737 | 0 | 69.2696 | 18.7926 | 2.7768 | 241.7096 | 18.731 | 1.2717 | 14.8417 | 52.4158
1995-10-30 22:00 | 143.505 | 78.1555 | 0 | 57.7793 | 18.7926 | 2.7852 | 269.8854 | 18.6463 | 1.2717 | 14.8333 | 20.7992
1995-10-30 23:00 | 145.4419 | 89.9279 | 0 | 61.543 | 18.7926 | 2.7919 | 242.7475 | 18.5814 | 1.2886 | 14.842 | 13.1612
1995-10-31 | 149.6846 | 103.6853 | 0 | 66.2349 | 18.7926 | 2.8022 | 175.6305 | 18.4996 | 1.1516 | 13.7389 | 7.1714
1995-10-31 01:00 | 153.8494 | 110.8637 | 0 | 54.3726 | 18.7926 | 2.8102 | 174.4487 | 18.3717 | 1.1516 | 13.7292 | 3.8844
1995-10-31 02:00 | 161.0534 | 117.3933 | 0 | 47.2272 | 18.7926 | 2.7979 | 170.2785 | 18.3995 | 1.1516 | 13.729 | 2.7539
1995-10-31 03:00 | 164.672 | 125.6364 | 0 | 31.5897 | 18.7926 | 2.8025 | 167.2779 | 18.3592 | 1.1516 | 13.7386 | 5.04
1995-10-31 04:00 | 169.0126 | 134.8622 | 0 | 24.1034 | 18.7926 | 2.8046 | 159.0608 | 18.4462 | 1.1403 | 13.6047 | 1.8996
1995-10-31 05:00 | 174.3282 | 135.6735 | 0.35575 | 21.181 | 18.7926 | 2.7904 | 143.3107 | 18.4544 | 1.1403 | 14.6489 | 5.5409
1995-10-31 06:00 | 179.5645 | 134.3232 | 15.8001 | 22.1422 | 18.7926 | 2.7876 | 145.8567 | 18.6999 | 1.223 | 14.6066 | 2.4837
1995-10-31 07:00 | 180.3264 | 136.135 | 87.3688 | 30.9623 | 18.7926 | 2.8026 | 148.0449 | 18.7035 | 1.55 | 14.6752 | 1.3621
1995-10-31 08:00 | 174.9174 | 142.2567 | 230.2384 | 25.1917 | 18.7926 | 2.7904 | 119.2143 | 18.6549 | 1.5889 | 13.2304 | 1.2481
1995-10-31 09:00 | 162.0557 | 148.4694 | 364.018 | 22.119 | 18.7926 | 2.6409 | 120.6094 | 18.6375 | 1.5721 | 9.2027 | 2.2306
1995-10-31 10:00 | 151.3303 | 145.2447 | 459.8593 | 23.627 | 18.7926 | 2.6055 | 113.2057 | 18.6645 | 1.6152 | 7.3271 | 0.76945
1995-10-31 11:00 | 150.0686 | 143.9526 | 522.5119 | 30.0952 | 18.7926 | 2.6267 | 101.1897 | 18.6772 | 1.593 | 5.6676 | 1.2421
1995-10-31 12:00 | 161.4621 | 143.104 | 523.9551 | 25.1075 | 18.7926 | 2.6306 | 105.6156 | 18.6965 | 1.5735 | 5.2485 | 1.529
1995-10-31 13:00 | 171.0831 | 146.7182 | 461.6778 | 27.3511 | 18.7926 | 2.631 | 107.6786 | 18.6607 | 1.5735 | 5.119 | 2.4553
1995-10-31 14:00 | 189.3923 | 153.0276 | 343.8597 | 26.9005 | 17.41 | 2.6369 | 118.2056 | 18.645 | 1.5944 | 6.3829 | 3.7165
1995-10-31 15:00 | 219.57 | 157.9527 | 190.9831 | 29.0049 | 17.41 | 2.6549 | 125.6484 | 18.7025 | 1.6113 | 8.0256 | 6.39
1995-10-31 16:00 | 246.0335 | 162.288 | 56.3303 | 39.3024 | 17.41 | 2.1423 | 129.7452 | 18.7842 | 1.6421 | 9.2727 | 31.0885
1995-10-31 17:00 | 272.4677 | 166.0838 | 3.669 | 35.2762 | 17.41 | 1.4806 | 131.824 | 18.9016 | 1.6421 | 9.2647 | 28.4902
1995-10-31 18:00 | 290.1232 | 166.5747 | 0 | 24.6696 | 17.41 | 1.4805 | 127.2705 | 18.9254 | 1.6421 | 9.2694 | 35.7142
1995-10-31 19:00 | 297.5333 | 162.362 | 0 | 26.7566 | 17.41 | 1.4808 | 123.7697 | 18.9058 | 1.6421 | 9.286 | 30.3959
1995-10-31 20:00 | 299.2433 | 148.7659 | 0 | 26.3545 | 17.41 | 1.4817 | 140.1778 | 18.8409 | 1.6421 | 10.0779 | 26.9353
1995-10-31 21:00 | 300.4402 | 136.1456 | 0 | 22.5655 | 17.41 | 1.4821 | 140.6411 | 18.775 | 1.6421 | 10.0786 | 23.1371
1995-10-31 22:00 | 303.5502 | 128.4471 | 0 | 24.7573 | 17.41 | 1.4828 | 148.0726 | 18.7105 | 1.6421 | 10.0694 | 27.2638
1995-10-31 23:00 | 301.9654 | 123.1828 | 0 | 20.4685 | 17.41 | 1.4966 | 122.9693 | 18.6242 | 1.6421 | 10.0594 | 39.7841
1995-11-01 | 300.5708 | 117.3458 | 0 | 41.8308 | 17.41 | 1.4966 | 141.8211 | 18.6902 | 1.6421 | 10.0497 | 30.3081
1995-11-01 01:00 | 298.4466 | 118.606 | 0 | 32.2625 | 17.41 | 1.4964 | 137.2185 | 18.6347 | 1.6421 | 10.0497 | 29.4788
1995-11-01 02:00 | 294.3267 | 125.4025 | 0 | 26.1098 | 17.41 | 1.4961 | 145.4752 | 18.6489 | 1.6421 | 9.0439 | 15.7915
1995-11-01 03:00 | 291.8329 | 140.7432 | 0 | 21.6439 | 17.41 | 1.4951 | 145.1179 | 18.5651 | 1.6421 | 7.649 | 10.7493
1995-11-01 04:00 | 291.1303 | 157.1552 | 0 | 16.6773 | 17.41 | 1.4935 | 132.0575 | 18.6065 | 1.6533 | 5.7964 | 1.4265
1995-11-01 05:00 | 285.7498 | 164.9932 | 0.3002 | 15.2738 | 17.41 | 1.4919 | 106.8093 | 18.613 | 1.6533 | 4.7057 | 14.8559
1995-11-01 06:00 | 285.405 | 166.343 | 8.4298 | 14.121 | 17.41 | 1.491 | 111.4989 | 18.6544 | 1.6533 | 4.6777 | 9.0052
1995-11-01 07:00 | 281.6226 | 167.7625 | 71.2465 | 30.2942 | 17.41 | 1.4905 | 104.7458 | 18.6361 | 1.6533 | 5.4967 | 18.5997
1995-11-01 08:00 | 286.8512 | 164.6146 | 205.1344 | 18.7527 | 17.41 | 1.4909 | 96.738 | 18.6874 | 1.4954 | 5.4402 | 0.064591
1995-11-01 09:00 | 268.9907 | 166.0606 | 333.7562 | 16.2459 | 17.41 | 1.4919 | 73.7727 | 18.6861 | 1.3431 | 0.36518 | 0
1995-11-01 10:00 | 255.8497 | 160.3226 | 426.9058 | 14.6719 | 17.41 | 1.4933 | 70.0647 | 18.7035 | 1.3431 | 0.83503 | 0.35954
1995-11-01 11:00 | 244.2134 | 167.9086 | 476.8181 | 13.3706 | 17.41 | 1.4949 | 64.7109 | 18.6739 | 1.5553 | 0.42137 | 0
1995-11-01 12:00 | 264.4484 | 169.4291 | 456.3459 | 12.3383 | 17.41 | 1.4965 | 64.1168 | 18.6455 | 1.7118 | 0.42137 | 0
1995-11-01 13:00 | 267.0464 | 184.3368 | 399.6525 | 16.614 | 17.41 | 1.4968 | 60.5135 | 18.6596 | 1.7118 | 0.42137 | 0
1995-11-01 14:00 | 268.6038 | 189.8995 | 299.2425 | 16.9369 | 17.41 | 1.4976 | 66.471 | 18.6804 | 1.7118 | 0.42137 | 1.0299
1995-11-01 15:00 | 291.49 | 191.1282 | 161.9493 | 25.6129 | 17.41 | 1.4978 | 100.1853 | 18.7571 | 1.695 | 2.8974 | 8.686
1995-11-01 16:00 | 288.694 | 193.9856 | 50.9168 | 31.5268 | 17.41 | 1.4977 | 108.9868 | 18.8143 | 1.695 | 9.2483 | 27.7905
1995-11-01 17:00 | 284.5605 | 193.1198 | 2.7656 | 28.2367 | 17.41 | 1.498 | 127.4796 | 18.9066 | 1.695 | 9.1117 | 17.948
1995-11-01 18:00 | 281.4919 | 190.5009 | 0 | 30.2177 | 17.41 | 1.4981 | 127.6608 | 18.8986 | 1.6781 | 9.2483 | 21.5134
1995-11-01 19:00 | 279.3044 | 185.8107 | 0 | 25.0417 | 17.41 | 1.531 | 127.063 | 18.9272 | 1.6781 | 9.2483 | 26.2273
1995-11-01 20:00 | 277.3227 | 178.4447 | 0 | 31.9644 | 17.41 | 1.4647 | 135.079 | 18.7529 | 1.6781 | 9.2483 | 17.2966
1995-11-01 21:00 | 270.0713 | 165.2424 | 0 | 22.0024 | 17.41 | 1.4651 | 131.9348 | 18.7765 | 1.6781 | 7.9846 | 24.1081
1995-11-01 22:00 | 271.9892 | 133.1542 | 0 | 23.5855 | 17.41 | 1.4658 | 137.8097 | 18.6483 | 1.6781 | 10.096 | 24.9596
1995-11-01 23:00 | 270.3792 | 123.2851 | 0 | 28.204 | 17.41 | 1.466 | 141.3349 | 18.6746 | 1.6781 | 13.4148 | 17.2891
1995-11-02 | 270.8212 | 111.5544 | 0 | 55.9359 | 15.81 | 1.4692 | 136.3037 | 18.5501 | 0.85698 | 4.7054 | 47.4726
1995-11-02 01:00 | 267.7624 | 104.427 | 0 | 47.3652 | 15.81 | 1.4691 | 135.4537 | 18.5463 | 0.85698 | 4.7054 | 32.2028
1995-11-02 02:00 | 265.7891 | 101.3686 | 0 | 35.6342 | 15.81 | 1.4615 | 134.0359 | 18.4669 | 0.85698 | 4.7054 | 50.5914
1995-11-02 03:00 | 272.6967 | 96.5572 | 0 | 37.8986 | 15.81 | 1.4575 | 130.5889 | 18.4621 | 0.85698 | 2.2294 | 31.0037
1995-11-02 04:00 | 273.4824 | 101.702 | 0 | 36.1094 | 15.81 | 1.4566 | 126.0875 | 18.4803 | 0.85698 | 2.1059 | 19.9053
1995-11-02 05:00 | 274.3705 | 105.4757 | 0.24517 | 29.6619 | 15.81 | 1.4638 | 114.3768 | 18.58 | 0.85698 | 2.1059 | 25.261
1995-11-02 06:00 | 269.7082 | 115.6495 | 9.3041 | 29.3711 | 15.81 | 1.4592 | 119.7439 | 18.7491 | 0.85698 | 2.0494 | 13.7249
1995-11-02 07:00 | 265.8738 | 125.2265 | 68.3034 | 41.1526 | 15.81 | 1.4587 | 126.5749 | 18.9411 | 0.85698 | 2.0757 | 24.731
1995-11-02 08:00 | 257.7213 | 127.4905 | 212.9466 | 34.94 | 15.81 | 1.4631 | 86.3271 | 18.9763 | 0.72234 | 2.0762 | 5.129
1995-11-02 09:00 | 243.3274 | 132.8564 | 358.0496 | 28.1588 | 15.81 | 1.4637 | 42.3121 | 18.9593 | 0.44596 | 0.58522 | 3.8184
1995-11-02 10:00 | 240.8066 | 128.7748 | 448.5189 | 21.708 | 15.81 | 1.4648 | 41.4352 | 18.9834 | 0.43468 | 0.027044 | 2.9378
1995-11-02 11:00 | 250.8194 | 143.1703 | 504.8311 | 22.3856 | 15.81 | 1.466 | 35.6907 | 18.9887 | 0.43468 | 0.0018124 | 0.25049
1995-11-02 12:00 | 279.2271 | 154.0933 | 477.0922 | 19.3028 | 12.0753 | 1.4499 | 29.6584 | 18.9808 | 0.43468 | 0.0181 | 0.32783
1995-11-02 13:00 | 307.5942 | 164.0108 | 398.036 | 19.6743 | 16.4618 | 1.45 | 30.6966 | 18.9375 | 0.43468 | 0.022891 | 2.5963
1995-11-02 14:00 | 307.5358 | 171.9156 | 302.987 | 21.8722 | 17.41 | 1.4488 | 38.1993 | 18.9955 | 0.43468 | 0.002053 | 6.1254
1995-11-02 15:00 | 331.4117 | 177.8811 | 159.4668 | 25.7763 | 17.41 | 1.4487 | 63.7092 | 19.0609 | 0.43468 | 0.032527 | 17.9252
1995-11-02 16:00 | 345.8519 | 177.3325 | 48.1126 | 33.7636 | 15.896 | 1.4482 | 73.0966 | 19.1293 | 0.43468 | 1.8458 | 42.1913
1995-11-02 17:00 | 346.2238 | 179.9329 | 2.7387 | 28.6367 | 15.81 | 1.4484 | 78.0316 | 19.1717 | 0.41253 | 1.8356 | 14.217
1995-11-02 18:00 | 352.6529 | 179.8933 | 0 | 33.858 | 15.81 | 1.4482 | 64.9526 | 19.1819 | 0.41253 | 1.8417 | 29.9406
1995-11-02 19:00 | 366.4288 | 175.2818 | 0 | 27.2263 | 15.81 | 1.4487 | 87.2455 | 19.2077 | 0.41253 | 1.8505 | 15.4082
1995-11-02 20:00 | 370.4784 | 180.118 | 0 | 24.0918 | 15.81 | 1.4512 | 78.883 | 19.1484 | 0.41253 | 1.8516 | 20.5618
1995-11-02 21:00 | 379.9548 | 176.9828 | 0 | 34.8808 | 15.81 | 1.4255 | 76.9592 | 19.0744 | 0.41253 | 1.8525 | 15.4205
1995-11-02 22:00 | 386.4398 | 178.2433 | 0 | 35.0102 | 15.81 | 1.426 | 60.9726 | 18.9936 | 0.41253 | 1.8407 | 39.801
1995-11-02 23:00 | 384.7597 | 180.6307 | 0 | 24.9695 | 15.81 | 1.4261 | 73.0506 | 18.9299 | 0.41253 | 1.8476 | 9.3242
1995-11-03 | 376.4087 | 183.6741 | 0 | 46.5817 | 15.81 | 1.4262 | 58.679 | 18.8009 | 0.43468 | 1.8279 | 13.9716
1995-11-03 01:00 | 377.8892 | 188.758 | 0 | 37.8274 | 15.81 | 1.4261 | 45.1682 | 18.7182 | 0.43468 | 1.8279 | 32.6079
1995-11-03 02:00 | 383.922 | 187.7809 | 0 | 26.7874 | 15.81 | 1.4139 | 44.9699 | 18.6763 | 0.41253 | 1.8279 | 22.468
1995-11-03 03:00 | 382.7399 | 190.3871 | 0 | 37.6779 | 15.81 | 1.4133 | 43.0931 | 18.6913 | 0.41253 | 1.8279 | 12.84
1995-11-03 04:00 | 383.3869 | 190.2795 | 0 | 18.2765 | 15.81 | 1.4121 | 47.322 | 18.7029 | 0.41253 | 1.808 | 3.3606
1995-11-03 05:00 | 384.1997 | 189.6496 | 0.28016 | 22.2435 | 15.81 | 1.4079 | 40.2147 | 18.7418 | 0.41253 | 1.808 | 16.279
1995-11-03 06:00 | 398.523 | 187.8191 | 6.8105 | 20.9833 | 15.81 | 1.4067 | 39.9068 | 18.9116 | 0.39038 | 1.808 | 18.3852
1995-11-03 07:00 | 387.2618 | 189.3882 | 73.672 | 27.2369 | 15.81 | 1.4059 | 38.1465 | 19.0507 | 0.36823 | 1.808 | 6.8267
1995-11-03 08:00 | 374.5693 | 187.2794 | 221.1227 | 18.3114 | 15.81 | 1.4065 | 15.8473 | 19.0372 | 0.085582 | 0 | 1.6369
1995-11-03 09:00 | 362.9852 | 192.3346 | 356.127 | 17.4141 | 6.4632 | 1.4076 | 15.9366 | 19.0478 | 0.13066 | 0 | 0.12732
1995-11-03 10:00 | 332.9598 | 194.5069 | 442.445 | 14.9027 | 1.9836 | 1.4093 | 16.1643 | 19.092 | 0.13066 | 0 | 3.793
1995-11-03 11:00 | 337.0473 | 198.2208 | 441.4431 | 13.2912 | 1.9836 | 1.4313 | 14.946 | 19.0199 | 0.13066 | 0 | 5.1358
1995-11-03 12:00 | 351.7135 | 204.9258 | 434.0738 | 15.0842 | 1.9836 | 1.4324 | 13.9975 | 18.9473 | 0.13066 | 0 | 3.1075
1995-11-03 13:00 | 343.1656 | 214.1663 | 378.0222 | 16.0511 | 1.9836 | 1.4326 | 13.9645 | 18.8853 | 0.13066 | 0 | 0.87607
1995-11-03 14:00 | 349.9658 | 214.4625 | 325.2466 | 16.8185 | 2.5167 | 1.433 | 15.0736 | 18.9843 | 0.13066 | 0 | 1.9843
1995-11-03 15:00 | 390.1177 | 217.8352 | 170.1333 | 27.0016 | 15.81 | 1.433 | 16.9354 | 19.0831 | 0.13066 | 0 | 5.1619
1995-11-03 16:00 | 401.1208 | 221.0398 | 58.4305 | 29.2297 | 15.81 | 1.4327 | 41.5994 | 19.0863 | 0.33331 | 1.8279 | 26.4723
1995-11-03 17:00 | 395.0682 | 221.8578 | 3.5433 | 19.0101 | 15.81 | 1.4329 | 62.8524 | 19.1629 | 0.35546 | 1.808 | 18.4544
1995-11-03 18:00 | 389.8514 | 225.5086 | 0 | 21.3568 | 15.81 | 1.4328 | 42.0446 | 19.171 | 0.35546 | 1.808 | 38.5789
1995-11-03 19:00 | 391.0664 | 227.6872 | 0 | 24.5512 | 15.81 | 1.5993 | 64.0789 | 19.1781 | 0.32206 | 1.8279 | 16.6811
1995-11-03 20:00 | 387.8065 | 228.6674 | 0 | 33.6091 | 15.81 | 1.5999 | 42.0158 | 19.1222 | 0.32206 | 1.8279 | 38.7966
1995-11-03 21:00 | 372.6106 | 231.0818 | 0 | 26.6015 | 15.81 | 1.6003 | 57.5274 | 19.0326 | 0.32206 | 1.8279 | 14.5186
1995-11-03 22:00 | 358.5974 | 222.5881 | 0 | 24.9949 | 15.81 | 1.6009 | 61.1259 | 18.9546 | 0.32206 | 1.8279 | 27.8504
1995-11-03 23:00 | 350.2766 | 220.5766 | 0 | 25.4591 | 15.81 | 1.601 | 61.8992 | 18.8172 | 0.32206 | 1.8279 | 18.4814
1995-11-04 | 351.9155 | 216.8195 | 0 | 40.8885 | 15.81 | 1.6009 | 9.095 | 18.7593 | 0.32206 | 0.565 | 60.5999
1995-11-04 01:00 | 350.7823 | 216.4296 | 0 | 42.9183 | 15.81 | 1.6006 | 8.7019 | 18.6794 | 0.32206 | 0.565 | 51.2428
1995-11-04 02:00 | 353.1542 | 214.6534 | 0 | 24.1965 | 15.81 | 1.6003 | 8.6763 | 18.6557 | 0.34421 | 0.565 | 53.3384
1995-11-04 03:00 | 353.6958 | 210.6154 | 0 | 36.398 | 15.81 | 1.5992 | 8.6231 | 18.6425 | 0.34421 | 0.565 | 34.3479
1995-11-04 04:00 | 355.8133 | 213.5499 | 0 | 22.0419 | 15.81 | 1.5981 | 8.0661 | 18.6576 | 0.061742 | 0 | 20.8232
1995-11-04 05:00 | 362.2836 | 214.1297 | 0.25244 | 18.1964 | 15.81 | 1.5964 | 7.9982 | 18.3635 | 0 | 0 | 16.2705
1995-11-04 06:00 | 358.75 | 217.875 | 10.8039 | 16.4818 | 15.348 | 1.5934 | 8.1456 | 18.8662 | 0 | 0 | 11.6608
1995-11-04 07:00 | 354.9657 | 217.1439 | 95.2344 | 22.046 | 15.3636 | 1.5925 | 8.2624 | 19.0417 | 0 | 0 | 18.6157
1995-11-04 08:00 | 341.2838 | 212.7289 | 287.4188 | 17.9159 | 14.4764 | 1.5929 | 8.3153 | 19.0703 | 0 | 0 | 3.2941
1995-11-04 09:00 | 315.4574 | 203.4323 | 449.232 | 12.7148 | 0.93256 | 1.5941 | 8.3503 | 19.0737 | 0 | 0 | 0.094027
1995-11-04 10:00 | 310.538 | 172.9321 | 517.212 | 15.9067 | 1.1295 | 1.597 | 8.3539 | 19.0464 | 0 | 0 | 0.22922
1995-11-04 11:00 | 317.8062 | 161.9225 | 528.5322 | 16.9183 | 0.65 | 1.5983 | 7.5365 | 19.0221 | 0 | 0 | 0.15875
1995-11-04 12:00 | 301.5974 | 147.338 | 524.14 | 16.0368 | 0.65 | 1.6009 | 8.308 | 18.9459 | 0 | 0 | 0.052102
1995-11-04 13:00 | 301.4334 | 134.9818 | 475.8231 | 15.3049 | 1.3308 | 1.6009 | 8.6127 | 18.9539 | 0 | 0 | 0.09129
1995-11-04 14:00 | 338.6272 | 127.1711 | 357.0586 | 17.0886 | 0.65 | 1.6014 | 13.9686 | 18.9488 | 0 | 0 | 0.94915
1995-11-04 15:00 | 355.2461 | 126.1901 | 201.4365 | 27.9714 | 15.81 | 1.6013 | 25.7805 | 19.0003 | 0.51799 | 0 | 17.591
1995-11-04 16:00 | 349.672 | 125.0039 | 60.3994 | 41.1985 | 15.81 | 1.5991 | 31.6975 | 19.066 | 0.55899 | 0 | 44.0578
1995-11-04 17:00 | 355.2464 | 122.0462 | 3.4359 | 34.0252 | 15.81 | 1.5992 | 31.7844 | 19.1072 | 0.54216 | 1.808 | 42.5677
1995-11-04 18:00 | 363.4147 | 119.5716 | 0 | 35.9568 | 15.81 | 1.6127 | 31.8365 | 19.0929 | 0.54216 | 1.808 | 36.5288
1995-11-04 19:00 | 367.5123 | 112.4553 | 0 | 31.2437 | 15.81 | 1.6131 | 29.0191 | 19.0671 | 0.55341 | 1.808 | 31.3812
1995-11-04 20:00 | 365.1857 | 109.6497 | 0 | 42.8944 | 15.81 | 1.6139 | 30.7128 | 19.0352 | 0.53126 | 2.0295 | 25.4233
1995-11-04 21:00 | 358.417 | 104.2686 | 0 | 34.5017 | 15.81 | 1.6142 | 46.8772 | 18.9683 | 0.52001 | 2.0295 | 10.3887
1995-11-04 22:00 | 342.1449 | 104.2285 | 0 | 48.2363 | 15.81 | 1.6149 | 40.829 | 18.797 | 0.52001 | 2.0295 | 5.4554
1995-11-04 23:00 | 326.6185 | 100.6529 | 0 | 45.8303 | 15.81 | 1.6151 | 44.0565 | 18.6887 | 0.52001 | 2.0295 | 8.7627
1995-11-05 | 321.1571 | 101.2823 | 0 | 74.4037 | 15.81 | 1.6138 | 38.15 | 18.5249 | 0.53129 | 0 | 16.0369
1995-11-05 01:00 | 307.945 | 106.4792 | 0 | 58.6206 | 15.81 | 1.6139 | 32.208 | 18.3783 | 0.53129 | 0 | 23.605
1995-11-05 02:00 | 305.6174 | 104.6652 | 0 | 62.8554 | 15.81 | 1.6139 | 36.7556 | 18.394 | 0.53129 | 0 | 14.5157
1995-11-05 03:00 | 295.2262 | 104.3498 | 0 | 55.0446 | 15.81 | 1.6133 | 32.0573 | 18.3883 | 0.51446 | 0 | 26.6153
1995-11-05 04:00 | 305.5176 | 100.5871 | 0 | 49.8989 | 15.81 | 1.6123 | 32.1029 | 18.4133 | 0.53113 | 0 | 27.0962
1995-11-05 05:00 | 301.6172 | 105.5697 | 0.29875 | 56.6273 | 15.81 | 1.6028 | 36.8948 | 18.4857 | 0.57543 | 0 | 31.1878
1995-11-05 06:00 | 307.292 | 107.501 | 5.3596 | 59.4763 | 15.81 | 1.6086 | 33.9845 | 18.8146 | 0.57543 | 0 | 57.3578
1995-11-05 07:00 | 316.9322 | 106.2776 | 85.7808 | 56.3558 | 15.81 | 1.6089 | 32.7767 | 19.0025 | 0.57543 | 0 | 56.5737
1995-11-05 08:00 | 285.9727 | 106.9601 | 313.5883 | 53.0861 | 15.81 | 1.6085 | 34.4221 | 19.1258 | 0.42951 | 0 | 12.6152
1995-11-05 09:00 | 275.1764 | 95.7963 | 492.6246 | 44.9377 | 15.81 | 1.609 | 33.9085 | 19.0363 | 0.42951 | 0 | 0.71037
1995-11-05 10:00 | 248.8774 | 93.7552 | 599.9496 | 52.9395 | 15.81 | 1.6099 | 31.5806 | 19.0092 | 0.42951 | 0 | 5.2365
1995-11-05 11:00 | 256.7162 | 95.2775 | 638.7957 | 36.1835 | 15.81 | 1.6114 | 21.5405 | 19.0092 | 0.42951 | 0 | 0
1995-11-05 12:00 | 253.3996 | 103.0769 | 622.5329 | 33.3147 | 15.81 | 1.5883 | 23.4659 | 18.7184 | 0.40736 | 0 | 2.2249
1995-11-05 13:00 | 264.5559 | 98.1522 | 548.2368 | 45.7989 | 15.81 | 1.6128 | 31.4597 | 18.9734 | 0.40736 | 0 | 7.7631
1995-11-05 14:00 | 277.8571 | 104.6174 | 409.4811 | 42.0334 | 15.81 | 1.6129 | 33.7794 | 18.6518 | 0.40736 | 0 | 24.5593
1995-11-05 15:00 | 286.7595 | 118.1704 | 225.7554 | 51.4975 | 15.81 | 1.5851 | 30.9936 | 19.0419 | 0.40736 | 0 | 61.8919
1995-11-05 16:00 | 308.3944 | 133.7199 | 55.0137 | 56.8173 | 15.81 | 1.5846 | 38.7864 | 19.2079 | 0.40736 | 0 | 87.972
1995-11-05 17:00 | 324.1585 | 148.4671 | 1.2821 | 75.5353 | 15.81 | 1.5933 | 33.497 | 19.1774 | 0.40736 | 0 | 58.6093
1995-11-05 18:00 | 332.1404 | 157.5909 | 0 | 71.1123 | 15.81 | 1.5928 | 36.7505 | 19.2514 | 0.40736 | 0 | 47.0241
1995-11-05 19:00 | 341.8184 | 159.858 | 0 | 63.9286 | 15.81 | 1.5912 | 33.4781 | 19.2595 | 0.42951 | 0 | 52.9858
1995-11-05 20:00 | 338.9567 | 167.245 | 0 | 56.9975 | 15.81 | 1.5907 | 33.4803 | 19.1574 | 0.45166 | 0 | 46.0485
1995-11-05 21:00 | 335.6671 | 174.3381 | 0 | 60.3489 | 15.81 | 1.5904 | 33.4009 | 19.3177 | 0.46291 | 0 | 30.2376
1995-11-05 22:00 | 329.1712 | 189.4921 | 0 | 58.3471 | 15.81 | 1.5909 | 32.4052 | 19.08 | 0.46291 | 0 | 20.1709
1995-11-05 23:00 | 329.4532 | 192.1377 | 0 | 54.9451 | 15.81 | 1.591 | 32.6006 | 18.8746 | 0.46291 | 0 | 15.8544
1995-11-06 | 336.1484 | 194.5907 | 0 | 72.5681 | 15.81 | 1.5902 | 112.8049 | 18.8271 | 0.46291 | 4.5098 | 2.3319
1995-11-06 01:00 | 337.0242 | 196.7998 | 0 | 54.1205 | 15.81 | 1.59 | 111.9787 | 18.6838 | 0.46291 | 4.5098 | 9.8308
1995-11-06 02:00 | 338.4421 | 195.2771 | 0 | 45.2613 | 15.81 | 1.5899 | 109.6851 | 18.6706 | 0.44076 | 4.3346 | 2.4122
1995-11-06 03:00 | 344.8996 | 196.4105 | 0 | 38.8062 | 15.81 | 1.5872 | 106.3248 | 18.6611 | 0.44076 | 2.2398 | 6.9166
1995-11-06 04:00 | 345.2172 | 197.4516 | 0 | 46.703 | 15.81 | 1.5389 | 106.8595 | 18.7167 | 0.44076 | 2.0338 | 7.5436
1995-11-06 05:00 | 350.256 | 198.1976 | 0.27168 | 38.2468 | 15.81 | 1.5371 | 107.9742 | 18.7439 | 0.39568 | 3.2051 | 10.9567
1995-11-06 06:00 | 363.0785 | 198.0432 | 10.2277 | 55.4872 | 15.81 | 1.5404 | 108.3584 | 19.0235 | 0.39568 | 4.5098 | 14.1971
1995-11-06 07:00 | 363.634 | 193.6661 | 91.084 | 58.8469 | 15.81 | 1.5599 | 113.8935 | 19.0868 | 0.37353 | 4.5098 | 9.3067
1995-11-06 08:00 | 358.1522 | 196.0477 | 274.1691 | 45.4747 | 15.81 | 1.5609 | 108.9259 | 19.1734 | 0.37353 | 4.5098 | 0.8586
1995-11-06 09:00 | 355.8548 | 195.0378 | 443.0452 | 56.8496 | 15.81 | 1.5555 | 107.7099 | 19.0601 | 0.37353 | 4.5098 | 0.066524
1995-11-06 10:00 | 310.6705 | 197.4358 | 552.8661 | 46.6516 | 15.81 | 1.5562 | 109.7948 | 19.0096 | 0.37353 | 4.5098 | 0.030016
1995-11-06 11:00 | 296.4124 | 195.2476 | 600.2695 | 44.6824 | 15.81 | 1.5574 | 107.1684 | 18.8848 | 0.37353 | 4.5098 | 1.2846
1995-11-06 12:00 | 307.7638 | 192.1454 | 573.7691 | 48.5569 | 15.81 | 1.5566 | 108.3677 | 18.892 | 0.39568 | 4.5098 | 0.25911
1995-11-06 13:00 | 334.9639 | 196.61 | 504.3696 | 48.0873 | 15.81 | 1.5569 | 107.1603 | 19.1099 | 0.39568 | 4.5098 | 4.2042
1995-11-06 14:00 | 329.3558 | 186.6603 | 376.1572 | 51.3194 | 15.81 | 1.5571 | 108.7159 | 18.9196 | 0.39568 | 2.0338 | 1.7958
1995-11-06 15:00 | 334.0432 | 183.9772 | 208.8214 | 49.3346 | 15.81 | 1.5894 | 111.798 | 19.0237 | 0.37353 | 4.5098 | 14.6754
1995-11-06 16:00 | 340.3589 | 183.5698 | 53.8334 | 66.0451 | 15.81 | 1.588 | 110.0594 | 19.1077 | 0.37353 | 4.5098 | 34.3221
1995-11-06 17:00 | 347.8134 | 188.5664 | 1.2656 | 68.7471 | 15.81 | 1.5858 | 113.0663 | 19.2046 | 0.37353 | 4.5098 | 41.6019
1995-11-06 18:00 | 351.8238 | 188.7583 | 0 | 62.4204 | 15.81 | 1.5853 | 116.7428 | 19.2606 | 0.37353 | 4.5098 | 34.913
1995-11-06 19:00 | 353.2929 | 185.3159 | 0 | 58.7685 | 15.81 | 1.5846 | 110.7912 | 19.2787 | 0.35138 | 4.5195 | 30.2002
1995-11-06 20:00 | 350.1526 | 178.1623 | 0 | 55.433 | 15.81 | 1.588 | 113.0859 | 19.2348 | 0.35138 | 4.5195 | 19.9597
1995-11-06 21:00 | 348.4919 | 160.9838 | 0 | 68.6644 | 15.81 | 1.5876 | 112.8608 | 19.2308 | 0.35138 | 4.5195 | 18.2895
1995-11-06 22:00 | 343.2622 | 150.061 | 0 | 61.5399 | 15.81 | 1.6049 | 112.8096 | 19.1091 | 0.35138 | 4.5195 | 17.168
1995-11-06 23:00 | 336.2826 | 137.7495 | 0 | 59.4541 | 15.81 | 1.6345 | 110.8199 | 19.1015 | 0.35138 | 2.0338 | 19.0384
1995-11-07 | 340.9045 | 132.3749 | 0 | 58.0172 | 15.81 | 1.6359 | 142.547 | 19.0117 | 0.72328 | 12.8504 | 6.2006
1995-11-07 01:00 | 333.1817 | 118.8116 | 0 | 64.918 | 15.81 | 1.6357 | 125.3572 | 18.8926 | 0.72328 | 12.6982 | 2.7171
1995-11-07 02:00 | 326.0924 | 108.6867 | 0 | 54.0384 | 15.81 | 1.6355 | 123.4064 | 18.9516 | 0.74543 | 12.6982 | 6.5024
1995-11-07 03:00 | 321.8509 | 99.5165 | 0 | 43.8001 | 15.81 | 1.6045 | 123.172 | 18.9195 | 0.72452 | 12.6982 | 19.2982
1995-11-07 04:00 | 317.2947 | 90.1287 | 0 | 37.1339 | 15.81 | 1.5854 | 122.6091 | 18.8872 | 0.7192 | 10.0109 | 1.4031
1995-11-07 05:00 | 306.5764 | 87.4408 | 0.022737 | 36.4283 | 15.81 | 1.5844 | 120.2849 | 18.9339 | 0.76427 | 8.672 | 14.038
1995-11-07 06:00 | 296.9406 | 87.039 | 13.9298 | 42.0168 | 15.81 | 1.5794 | 120.1744 | 18.993 | 0.76427 | 8.672 | 11.0562
1995-11-07 07:00 | 286.8965 | 84.2401 | 93.8889 | 51.9086 | 15.81 | 1.5788 | 118.9861 | 19.0518 | 0.78642 | 8.6763 | 21.7557
1995-11-07 08:00 | 262.4602 | 81.2457 | 272.5514 | 39.0474 | 15.81 | 1.5791 | 104.8721 | 18.9772 | 0.78642 | 8.6763 | 1.3381
1995-11-07 09:00 | 240.2698 | 74.4827 | 417.9276 | 34.5978 | 15.81 | 1.5799 | 98.5414 | 19.0015 | 0.78642 | 8.6763 | 0.78917
1995-11-07 10:00 | 215.3037 | 67.4742 | 510.6918 | 36.3877 | 15.81 | 1.5812 | 99.2761 | 18.9437 | 0.78642 | 8.6763 | 0.33346
1995-11-07 11:00 | 207.2918 | 64.2713 | 544.2779 | 33.405 | 15.81 | 1.5823 | 101.2906 | 18.9033 | 0.78642 | 8.6763 | 0
1995-11-07 12:00 | 203.4262 | 62.522 | 523.7141 | 33.7507 | 15.81 | 1.5839 | 99.5452 | 18.8019 | 0.78642 | 8.6763 | 0
1995-11-07 13:00 | 207.8314 | 63.2692 | 443.0663 | 47.7218 | 15.81 | 1.584 | 101.3515 | 18.786 | 0.76959 | 8.9753 | 0.19027
1995-11-07 14:00 | 209.181 | 61.6725 | 314.9581 | 42.462 | 17.1926 | 1.5851 | 132.2595 | 18.8195 | 0.76959 | 9.5145 | 2.5632
1995-11-07 15:00 | 214.7162 | 61.1262 | 149.9461 | 49.713 | 17.1926 | 2.5711 | 168.4678 | 18.95 | 0.76959 | 13.2122 | 18.0709
1995-11-07 16:00 | 218.4408 | 61.8132 | 36.1449 | 73.0938 | 17.1926 | 1.6103 | 174.4921 | 19.0743 | 0.76959 | 14.0712 | 47.0281
1995-11-07 17:00 | 215.372 | 62.8247 | 0.63929 | 74.2424 | 17.1926 | 1.6104 | 166.1619 | 19.0907 | 0.76959 | 14.0712 | 43.9735
1995-11-07 18:00 | 213.2054 | 61.8567 | 0 | 69.4298 | 17.1926 | 3.0605 | 176.7218 | 19.1524 | 0.76959 | 13.8562 | 41.1793
1995-11-07 19:00 | 207.1105 | 61.1714 | 0 | 66.091 | 17.1926 | 3.0715 | 181.0905 | 19.1282 | 0.79174 | 14.2662 | 43.714
1995-11-07 20:00 | 204.1292 | 56.5252 | 0 | 87.5301 | 17.1926 | 3.0536 | 184.0996 | 19.067 | 0.75074 | 14.2662 | 31.4191
1995-11-07 21:00 | 196.2547 | 55.9289 | 0 | 80.5274 | 17.1926 | 3.0636 | 190.4631 | 19.0098 | 0.75074 | 14.2662 | 21.338
1995-11-07 22:00 | 193.8604 | 53.1049 | 0 | 76.4323 | 17.1926 | 3.0701 | 193.4975 | 18.9597 | 0.72859 | 14.2662 | 24.263
1995-11-07 23:00 | 196.6312 | 52.9791 | 0 | 60.9903 | 17.1926 | 3.1473 | 181.5825 | 18.8789 | 0.70768 | 14.2662 | 30.3233
1995-11-08 | 203.8799 | 53.0838 | 0 | 66.3571 | 17.1926 | 3.1571 | 267.4312 | 18.8304 | 0.69085 | 14.5927 | 14.8465
1995-11-08 01:00 | 204.7776 | 54.3408 | 0 | 48.3962 | 17.1926 | 3.1647 | 259.9541 | 18.7595 | 0.69085 | 14.5777 | 17.9968
1995-11-08 02:00 | 206.3203 | 57.7355 | 0 | 45.6133 | 17.1926 | 3.1685 | 254.7065 | 18.7489 | 0.69085 | 14.5774 | 3.5907
1995-11-08 03:00 | 204.6015 | 64.0835 | 0 | 48.3617 | 17.1926 | 3.1701 | 218.6812 | 18.7766 | 0.68961 | 14.3314 | 11.0822
1995-11-08 04:00 | 210.6151 | 67.4293 | 0 | 45.4705 | 17.1926 | 3.1716 | 200.7644 | 18.8094 | 0.71176 | 14.1269 | 3.7908
1995-11-08 05:00 | 211.7706 | 69.3966 | 0.0066802 | 42.9166 | 17.1926 | 3.171 | 199.3975 | 18.9203 | 0.68961 | 14.125 | 1.5966
1995-11-08 06:00 | 211.9408 | 68.1273 | 12.8835 | 49.5765 | 17.1926 | 3.1684 | 174.889 | 19.1923 | 0.68961 | 14.1161 | 6.621
1995-11-08 07:00 | 209.9575 | 69.4274 | 90.9678 | 60.9871 | 16.5426 | 3.1606 | 191.251 | 19.3205 | 0.68961 | 14.1288 | 9.2587
1995-11-08 08:00 | 186.4262 | 65.4723 | 265.6907 | 47.7287 | 16.5426 | 3.1481 | 183.8595 | 19.3516 | 0.72861 | 12.3676 | 0.6659
1995-11-08 09:00 | 191.4577 | 64.0326 | 394.6788 | 28.0893 | 16.5426 | 3.1311 | 176.4903 | 19.412 | 0.72861 | 12.3596 | 0.21602
1995-11-08 10:00 | 183.2123 | 70.1592 | 479.0495 | 39.9481 | 16.5426 | 3.1135 | 143.6861 | 19.4066 | 0.72861 | 12.3679 | 1.3473
1995-11-08 11:00 | 174.6331 | 64.1639 | 506.6644 | 27.3863 | 16.5426 | 3.0998 | 145.6391 | 19.4142 | 0.72861 | 12.3374 | 0.31601
1995-11-08 12:00 | 171.8881 | 59.243 | 489.627 | 30.1671 | 16.5426 | 3.0946 | 141.3393 | 19.4737 | 0.72861 | 12.3571 | 0.26113
1995-11-08 13:00 | 172.4902 | 60.138 | 430.7015 | 41.1865 | 16.5426 | 3.1155 | 157.5086 | 19.418 | 0.74544 | 12.3629 | 1.0009
1995-11-08 14:00 | 180.7629 | 60.0042 | 318.6755 | 43.4004 | 17.1926 | 3.1289 | 181.3813 | 19.4805 | 0.74544 | 12.4768 | 1.7359
1995-11-08 15:00 | 184.0443 | 63.313 | 166.4618 | 53.5777 | 17.1926 | 3.1464 | 225.794 | 19.5166 | 0.76759 | 13.5345 | 4.4406
1995-11-08 16:00 | 196.3858 | 64.2519 | 48.3271 | 54.5751 | 17.1926 | 3.1639 | 241.8462 | 19.5494 | 0.76759 | 13.5437 | 34.3032
1995-11-08 17:00 | 201.0392 | 62.7277 | 1.6737 | 66.6396 | 17.1926 | 3.1788 | 220.2314 | 19.5911 | 0.76759 | 13.5313 | 27.217
1995-11-08 18:00 | 202.9372 | 63.4904 | 0 | 66.8814 | 17.1926 | 3.1886 | 245.5351 | 19.5801 | 0.76759 | 13.5386 | 27.1454
1995-11-08 19:00 | 206.3629 | 65.3714 | 0 | 58.0883 | 17.1926 | 3.194 | 238.6087 | 19.5669 | 0.75093 | 13.5493 | 32.0286
1995-11-08 20:00 | 204.3014 | 67.0931 | 0 | 75.5962 | 17.1926 | 3.1951 | 204.2806 | 19.5089 | 0.79193 | 13.5507 | 31.6832
1995-11-08 21:00 | 200.2114 | 70.6411 | 0 | 67.6057 | 17.1926 | 3.1956 | 230.9858 | 19.4756 | 0.79193 | 13.6082 | 24.7426
1995-11-08 22:00 | 190.2993 | 65.4365 | 0 | 73.5418 | 17.1926 | 3.1961 | 249.3779 | 19.3584 | 0.79193 | 13.594 | 27.1081
1995-11-08 23:00 | 187.2508 | 64.9931 | 0 | 57.455 | 17.1926 | 3.1962 | 235.2931 | 19.2738 | 0.81284 | 13.6032 | 33.453
1995-11-09 | 194.1022 | 63.0818 | 0 | 69.5201 | 17.1926 | 3.1963 | 264.576 | 19.2199 | 0.82967 | 14.7038 | 35.0228
1995-11-09 01:00 | 193.1216 | 61.4463 | 0 | 68.4412 | 17.1926 | 3.1958 | 259.857 | 19.1687 | 0.82967 | 14.6904 | 25.8085
1995-11-09 02:00 | 192.4134 | 58.3934 | 0 | 66.9481 | 17.1926 | 3.1951 | 248.1068 | 19.1519 | 0.81284 | 14.6901 | 14.4136
1995-11-09 03:00 | 189.9562 | 55.8199 | 0 | 54.9037 | 18.2006 | 3.1933 | 244.3724 | 19.0917 | 0.83499 | 14.7034 | 15.1338
1995-11-09 04:00 | 184.4343 | 53.6736 | 0 | 39.3985 | 18.7926 | 3.1908 | 244.8343 | 19.1085 | 0.83499 | 14.6483 | 10.9536
1995-11-09 05:00 | 179.6706 | 50.5514 | 0.2385 | 40.4025 | 17.7616 | 3.1884 | 212.4696 | 19.1276 | 0.85714 | 14.6466 | 34.632
1995-11-09 06:00 | 174.1119 | 48.8443 | 13.413 | 42.8805 | 17.4832 | 3.1875 | 225.8363 | 19.2735 | 0.85714 | 14.6526 | 16.9955
1995-11-09 07:00 | 166.9003 | 49.0729 | 85.8992 | 54.9632 | 18.7926 | 3.1867 | 269.0748 | 19.4949 | 0.85714 | 14.1994 | 15.7355
1995-11-09 08:00 | 161.0476 | 50.8056 | 230.8418 | 39.8029 | 18.7926 | 3.1741 | 235.9212 | 19.5699 | 0.85714 | 14.1435 | 2.354
1995-11-09 09:00 | 148.3559 | 55.3833 | 368.8134 | 24.019 | 18.6902 | 3.1499 | 214.1829 | 19.5473 | 0.85714 | 14.136 | 0.087937
1995-11-09 10:00 | 129.8841 | 58.6793 | 459.1695 | 24.5547 | 18.7926 | 3.1232 | 216.3513 | 19.5387 | 0.85714 | 14.1434 | 0
1995-11-09 11:00 | 124.8679 | 60.5661 | 497.4589 | 21.9949 | 18.7926 | 3.1022 | 201.2109 | 19.5258 | 0.84031 | 14.1161 | 0
1995-11-09 12:00 | 127.5895 | 61.0592 | 470.6263 | 23.5214 | 18.7926 | 3.1188 | 202.7389 | 19.5283 | 0.84031 | 14.1337 | 0
1995-11-09 13:00 | 129.0208 | 62.2411 | 390.149 | 33.7749 | 18.7926 | 3.1214 | 218.0894 | 19.5394 | 1.116 | 14.1389 | 0.069053
1995-11-09 14:00 | 133.0689 | 64.0997 | 262.2758 | 37.79 | 18.7926 | 3.1372 | 246.8927 | 19.5917 | 1.0938 | 14.1729 | 3.1241
1995-11-09 15:00 | 136.8154 | 66.9063 | 119.0477 | 54.009 | 18.7926 | 3.159 | 261.6261 | 19.6478 | 1.0938 | 14.6401 | 42.9192
1995-11-09 16:00 | 144.532 | 71.1581 | 25.6265 | 63.4821 | 18.7926 | 3.18 | 309.5429 | 19.6923 | 1.1328 | 14.6458 | 42.6189
1995-11-09 17:00 | 154.5083 | 71.9987 | 0.93281 | 52.3198 | 18.7926 | 3.1969 | 280.5947 | 19.7759 | 1.1328 | 14.6347 | 37.8349
1995-11-09 18:00 | 163.821 | 70.1314 | 0 | 59.424 | 18.7926 | 3.2075 | 276.2729 | 19.7147 | 1.1328 | 14.6413 | 39.8528
1995-11-09 19:00 | 170.5478 | 64.9029 | 0 | 69.1783 | 18.7926 | 3.2135 | 267.4696 | 19.7155 | 1.1495 | 14.8173 | 37.5245
1995-11-09 20:00 | 175.9273 | 59.3025 | 0 | 63.3976 | 18.7926 | 3.2178 | 279.671 | 19.6936 | 1.1495 | 14.8394 | 32.3452
1995-11-09 21:00 | 182.6356 | 55.277 | 0 | 68.1347 | 18.7926 | 3.2203 | 261.5493 | 19.66 | 1.1495 | 14.8403 | 29.5573
1995-11-09 22:00 | 186.4331 | 53.2893 | 0 | 67.5413 | 18.7926 | 3.2237 | 261.3112 | 19.518 | 1.1507 | 14.8276 | 33.6923
1995-11-09 23:00 | 193.5973 | 50.5859 | 0 | 50.3186 | 18.7926 | 3.2357 | 248.4125 | 19.3888 | 1.1507 | 14.8367 | 23.3991
1995-11-10 | 198.5522 | 49.9874 | 0 | 86.952 | 18.7926 | 3.2355 | 160.495 | 19.182 | 0.79423 | 14.7911 | 26.9392
1995-11-10 01:00 | 201.0534 | 48.841 | 0 | 79.9196 | 18.2739 | 3.2335 | 160.3225 | 19.234 | 0.78298 | 14.7786 | 22.4846
1995-11-10 02:00 | 203.4203 | 46.642 | 0 | 75.0969 | 17.8664 | 3.2273 | 161.1683 | 19.1071 | 0.78298 | 14.709 | 14.9787
1995-11-10 03:00 | 205.2438 | 43.6443 | 0 | 68.3078 | 18.7926 | 3.2226 | 161.1746 | 19.1767 | 0.78298 | 14.7213 | 15.5422
1995-11-10 04:00 | 206.9867 | 38.4762 | 0 | 60.0474 | 18.7926 | 3.2187 | 159.1782 | 19.1237 | 0.78298 | 14.7134 | 11.6031
1995-11-10 05:00 | 213.2116 | 33.4387 | 0.19211 | 40.2557 | 18.7926 | 3.2133 | 156.1536 | 19.1665 | 0.73992 | 14.1381 | 12.0371
1995-11-10 06:00 | 222.264 | 31.681 | 16.7876 | 39.5722 | 18.7926 | 3.2034 | 139.3072 | 19.3575 | 0.73992 | 14.0872 | 10.2429
1995-11-10 07:00 | 228.638 | 35.224 | 69.2385 | 44.8264 | 18.7926 | 3.1791 | 143.9826 | 19.5755 | 0.73992 | 14.099 | 11.1639
1995-11-10 08:00 | 230.1 | 43.648 | 182.6384 | 39.2239 | 18.7926 | 3.1038 | 114.9295 | 19.6442 | 1.0546 | 14.0796 | 4.1172
1995-11-10 09:00 | 221.2615 | 50.8124 | 296.7161 | 29.7641 | 18.7926 | 3.0567 | 102.6049 | 19.5729 | 1.0546 | 12.265 | 0
1995-11-10 10:00 | 195.9669 | 54.0766 | 383.081 | 27.9543 | 18.7926 | 3.0176 | 104.2383 | 19.5827 | 1.1694 | 12.2719 | 0.66194
1995-11-10 11:00 | 195.0376 | 56.5795 | 414.8934 | 26.8548 | 18.7926 | 2.9964 | 104.8013 | 19.562 | 1.1863 | 12.2465 | 0.086161
1995-11-10 12:00 | 216.6109 | 54.2262 | 382.8514 | 30.7463 | 18.7926 | 2.9884 | 104.6114 | 19.4917 | 1.3436 | 12.2629 | 2.9563
1995-11-10 13:00 | 219.7346 | 60.198 | 323.3319 | 30.5104 | 18.7926 | 2.9889 | 103.5591 | 19.5367 | 1.3046 | 12.2677 | 1.5209
1995-11-10 14:00 | 252.8264 | 69.0529 | 191.0245 | 34.2684 | 18.7926 | 2.998 | 118.9583 | 19.5964 | 1.3267 | 12.2667 | 7.1253
1995-11-10 15:00 | 278.4304 | 81.0957 | 75.3586 | 56.9252 | 18.7926 | 3.0111 | 126.0188 | 19.6228 | 1.3267 | 12.3338 | 18.8045
1995-11-10 16:00 | 307.4364 | 93.3712 | 18.6949 | 57.4836 | 18.7926 | 3.0263 | 127.9974 | 19.583 | 1.3267 | 12.3391 | 29.9301
1995-11-10 17:00 | 325.0653 | 99.4088 | 0 | 40.1204 | 18.7926 | 3.0408 | 122.3794 | 19.6218 | 1.3267 | 12.3288 | 10.4856
1995-11-10 18:00 | 336.126 | 104.1322 | 0 | 36.119 | 18.7926 | 3.0538 | 122.226 | 19.5902 | 1.3267 | 12.3349 | 9.3523
1995-11-10 19:00 | 345.8145 | 105.9645 | 0 | 33.3695 | 18.7926 | 3.0654 | 125.3521 | 19.6245 | 1.3267 | 12.3438 | 3.9449
1995-11-10 20:00 | 344.0777 | 104.6721 | 0 | 33.186 | 18.7926 | 3.0763 | 128.1097 | 19.5705 | 1.3046 | 12.3449 | 16.7223
1995-11-10 21:00 | 341.9627 | 101.8033 | 0 | 39.4547 | 18.7926 | 3.0861 | 126.4024 | 19.5546 | 1.3046 | 12.3458 | 4.5478
1995-11-10 22:00 | 327.4733 | 106.8214 | 0 | 34.3809 | 18.7926 | 3.0958 | 125.2074 | 19.4116 | 1.4205 | 12.3339 | 8.5785
1995-11-10 23:00 | 331.2846 | 111.2652 | 0 | 30.3659 | 18.7926 | 3.1051 | 122.1623 | 19.3145 | 1.3984 | 11.5979 | 11.5744
1995-11-11 | 334.1681 | 107.9408 | 0 | 43.0563 | 18.7926 | 1.6842 | 80.1646 | 19.1454 | 0.54289 | 0.25835 | 1.9507
1995-11-11 01:00 | 331.6897 | 112.552 | 0 | 42.7447 | 4.3705 | 1.669 | 75.821 | 19.1426 | 0.55414 | 0.24719 | 2.7528
1995-11-11 02:00 | 329.6815 | 116.2193 | 0 | 37.0227 | 1.9836 | 1.6688 | 69.0901 | 19.1081 | 0.55414 | 0.24694 | 3.4439
1995-11-11 03:00 | 326.7318 | 122.567 | 0 | 38.556 | 1.9836 | 1.668 | 64.2511 | 19.1193 | 0.55414 | 0.25799 | 3.1729
1995-11-11 04:00 | 322.3885 | 129.3212 | 0 | 30.6013 | 1.9836 | 1.6669 | 51.7765 | 19.1887 | 0.28834 | 0.25088 | 2.7373
1995-11-11 05:00 | 309.9136 | 139.6507 | 0.31436 | 29.2706 | 1.9836 | 1.6654 | 45.4983 | 19.189 | 0.30926 | 0.22957 | 3.8577
1995-11-11 06:00 | 310.7359 | 144.4325 | 12.2452 | 27.6269 | 1.9836 | 1.6706 | 46.57 | 19.405 | 0.28834 | 0.23453 | 2.1574
1995-11-11 07:00 | 313.4454 | 149.5663 | 54.7615 | 36.7929 | 1.9836 | 1.6704 | 51.4569 | 19.7117 | 0.28834 | 0.043529 | 4.6891
1995-11-11 08:00 | 309.1789 | 156.5208 | 159.1337 | 27.1001 | 1.9836 | 1.6348 | 35.3879 | 19.8153 | 0.13066 | 0.024094 | 2.3346
1995-11-11 09:00 | 277.1853 | 169.4106 | 279.6223 | 22.8564 | 1.9836 | 1.6355 | 36.0848 | 19.7841 | 0.13066 | 0.018171 | 0.63103
1995-11-11 10:00 | 251.0858 | 176.7909 | 369.5442 | 22.8511 | 1.9836 | 1.6369 | 33.9506 | 19.7083 | 0.13066 | 0.024309 | 0.24034
1995-11-11 11:00 | 229.4541 | 178.8296 | 421.0297 | 24.5577 | 1.9836 | 1.6382 | 32.7916 | 19.766 | 0.13066 | 0.0016291 | 0.19555
1995-11-11 12:00 | 239.8981 | 183.0717 | 391.9401 | 24.7852 | 1.9836 | 1.6396 | 32.566 | 19.6784 | 0.11399 | 0.016269 | 0
1995-11-11 13:00 | 251.9865 | 188.5441 | 321.3265 | 25.3609 | 1.9836 | 1.6398 | 34.3673 | 19.7045 | 0.11399 | 0.020576 | 0.75513
1995-11-11 14:00 | 265.0649 | 194.8636 | 211.3678 | 29.9792 | 1.9836 | 1.6394 | 43.5264 | 19.7352 | 0.11399 | 0.0018454 | 4.4601
1995-11-11 15:00 | 314.3705 | 202.7124 | 85.5812 | 37.304 | 1.9836 | 2.9613 | 48.1296 | 19.7682 | 0.11399 | 0.031253 | 23.5783
1995-11-11 16:00 | 347.0471 | 210.9305 | 14.7634 | 46.7509 | 1.9836 | 1.6322 | 50.3828 | 19.7977 | 0.11399 | 0.036022 | 35.4744
1995-11-11 17:00 | 358.6618 | 214.8981 | 0.90037 | 25.5225 | 1.9836 | 1.6322 | 47.9 | 19.9232 | 0.11399 | 0.026796 | 12.4096
1995-11-11 18:00 | 357.6176 | 217.4084 | 0 | 23.7613 | 1.9836 | 1.6319 | 46.4366 | 19.8147 | 0.11399 | 0.032285 | 9.6647
1995-11-11 19:00 | 356.7355 | 218.8139 | 0 | 25.9881 | 1.9836 | 1.6302 | 47.0096 | 19.8019 | 0.11399 | 0.040223 | 3.0382
1995-11-11 20:00 | 358.7136 | 217.0273 | 0 | 26.4093 | 1.9836 | 1.6308 | 50.4271 | 19.7516 | 0.11399 | 0.04124 | 3.8655
1995-11-11 21:00 | 356.7003 | 215.6763 | 0 | 27.2755 | 1.9836 | 1.6783 | 49.073 | 19.7003 | 0.11399 | 0.042011 | 0.63592
1995-11-11 22:00 | 356.3741 | 212.4533 | 0 | 24.428 | 1.9836 | 1.6787 | 48.9317 | 19.6527 | 0.11399 | 0.031422 | 1.1154
1995-11-11 23:00 | 354.8096 | 211.7003 | 0 | 23.6665 | 1.9836 | 1.6785 | 47.325 | 19.4504 | 0.11399 | 0.040933 | 0.12136
1995-11-12 | 360.7993 | 214.7962 | 0 | 50.5466 | 15.81 | 3.0927 | 131.5127 | 19.3684 | 0.72605 | 12.7529 | 0.69209
1995-11-12 01:00 | 362.7037 | 213.5083 | 0 | 33.6543 | 15.81 | 3.0989 | 126.238 | 19.2777 | 0.72605 | 12.7414 | 3.817
1995-11-12 02:00 | 362.9234 | 215.4963 | 0 | 34.4025 | 15.81 | 3.1046 | 126.4283 | 19.274 | 0.69239 | 12.7412 | 1.0776
1995-11-12 03:00 | 363.1118 | 215.3891 | 0 | 29.8963 | 15.81 | 3.1083 | 128.7245 | 19.3913 | 0.70922 | 12.7525 | 2.9003
1995-11-12 04:00 | 362.4619 | 210.374 | 0 | 32.8543 | 15.81 | 3.1088 | 126.2596 | 19.43 | 0.70922 | 12.7452 | 1.5015
1995-11-12 05:00 | 360.8697 | 209.1407 | 0.28855 | 34.0548 | 15.81 | 3.1102 | 122.2455 | 19.4887 | 0.68707 | 12.5741 | 2.5351
1995-11-12 06:00 | 358.7254 | 208.9251 | 11.606 | 51.5169 | 15.81 | 3.1051 | 133.8091 | 19.8258 | 0.70799 | 13.8073 | 10.2474
1995-11-12 07:00 | 352.5358 | 206.3035 | 49.3879 | 56.2934 | 15.81 | 3.0916 | 139.7874 | 20.0435 | 0.73014 | 14.6091 | 27.9795
1995-11-12 08:00 | 335.2005 | 202.9615 | 173.3899 | 43.7344 | 15.81 | 3.0733 | 135.9312 | 19.9822 | 0.73014 | 14.6096 | 12.8083
1995-11-12 09:00 | 319.7898 | 201.7923 | 285.5984 | 37.3856 | 15.81 | 3.0555 | 139.7516 | 19.9124 | 0.70799 | 14.6035 | 16.2487
1995-11-12 10:00 | 293.445 | 191.8476 | 382.5278 | 39.0809 | 15.81 | 3.0411 | 141.9878 | 19.9634 | 0.70799 | 14.6098 | 10.5842
1995-11-12 11:00 | 293.1881 | 192.8836 | 416.9824 | 34.8593 | 15.81 | 3.0333 | 137.2445 | 19.8966 | 0.70799 | 14.5866 | 0
1995-11-12 12:00 | 295.5404 | 183.8331 | 407.6597 | 29.9041 | 15.81 | 3.0343 | 137.2002 | 19.8683 | 0.73014 | 14.6015 | 7.5039
1995-11-12 13:00 | 298.0444 | 179.604 | 337.0858 | 35.625 | 15.81 | 3.044 | 139.0577 | 20.065 | 0.73014 | 14.606 | 17.2288
1995-11-12 14:00 | 334.1022 | 179.7858 | 203.7738 | 37.1653 | 15.81 | 3.0624 | 137.7105 | 20.0236 | 0.70799 | 14.5868 | 9.6238
1995-11-12 15:00 | 351.195 | 181.2222 | 87.0939 | 40.0758 | 15.81 | 3.079 | 137.6965 | 20.112 | 0.70799 | 14.5968 | 21.9486
1995-11-12 16:00 | 363.4008 | 182.4483 | 23.1097 | 41.7122 | 15.81 | 3.1042 | 136.9577 | 20.1561 | 0.70799 | 14.6017 | 36.733
1995-11-12 17:00 | 362.556 | 186.8116 | 0.49688 | 41.4911 | 15.81 | 3.1269 | 135.8067 | 20.2271 | 0.70799 | 13.4264 | 10.1164
1995-11-12 18:00 | 350.9644 | 188.0389 | 0 | 42.4316 | 15.81 | 3.1444 | 131.0399 | 20.1331 | 0.68707 | 12.7485 | 20.7868
1995-11-12 19:00 | 343.0935 | 187.4178 | 0 | 37.2905 | 15.81 | 3.1558 | 133.3942 | 20.1765 | 0.66492 | 12.7566 | 16.3447
1995-11-12 20:00 | 336.3361 | 184.2332 | 0 | 40.1465 | 15.81 | 3.1622 | 137.0051 | 20.1416 | 0.66492 | 12.7577 | 4.1572
1995-11-12 21:00 | 328.9422 | 183.7969 | 0 | 40.2447 | 15.81 | 3.1675 | 134.2205 | 19.9799 | 0.64809 | 12.7584 | 12.6548
1995-11-12 22:00 | 317.3343 | 187.893 | 0 | 36.7358 | 15.81 | 3.1723 | 135.0074 | 19.9952 | 0.66492 | 12.7476 | 9.4193
1995-11-12 23:00 | 312.7724 | 185.216 | 0 | 34.4536 | 15.81 | 3.1766 | 128.2144 | 19.7778 | 0.6762 | 12.7567 | 7.1465
1995-11-13 | 310.7191 | 180.8705 | 0 | 54.595 | 15.81 | 3.1803 | 153.0504 | 19.5667 | 0.69712 | 12.7358 | 2.4474
1995-11-13 01:00 | 305.1198 | 173.9833 | 0 | 46.64 | 15.81 | 3.1951 | 137.128 | 19.5964 | 0.69712 | 12.7355 | 1.7007
1995-11-13 02:00 | 286.2416 | 167.209 | 0 | 49.832 | 15.81 | 3.1959 | 137.5783 | 19.4649 | 0.73078 | 12.7355 | 5.4233
1995-11-13 03:00 | 277.464 | 152.2056 | 0 | 39.0723 | 15.81 | 3.1947 | 152.761 | 19.4469 | 0.73078 | 13.2161 | 5.2469
1995-11-13 04:00 | 263.5429 | 134.475 | 0 | 42.6639 | 15.81 | 3.1934 | 150.1692 | 19.448 | 0.70863 | 13.5265 | 10.8484
1995-11-13 05:00 | 254.0131 | 122.1117 | 0.21554 | 51.0707 | 15.81 | 3.192 | 149.5311 | 19.4411 | 0.73078 | 13.5265 | 8.1999
1995-11-13 06:00 | 248.2316 | 116.153 | 6.6949 | 69.0715 | 15.81 | 3.1914 | 170.6115 | 19.4896 | 0.73078 | 13.5265 | 33.5774
1995-11-13 07:00 | 251.645 | 112.4221 | 36.9467 | 45.2729 | 15.81 | 3.18 | 251.3778 | 19.7291 | 0.73078 | 13.5265 | 68.6815
1995-11-13 08:00 | 218.1414 | 108.2244 | 165.705 | 71.3131 | 15.81 | 3.1502 | 223.9037 | 19.748 | 0.73078 | 13.5265 | 29.8667
1995-11-13 09:00 | 202.6556 | 102.7607 | 310.6286 | 47.1202 | 15.81 | 3.1055 | 200.2811 | 19.8358 | 0.75293 | 13.5265 | 6.0796
1995-11-13 10:00 | 166.0289 | 101.0867 | 409.2534 | 43.8637 | 15.81 | 3.0594 | 198.9024 | 19.7084 | 0.75293 | 13.5265 | 2.002
1995-11-13 11:00 | 171.994 | 90.4676 | 454.6346 | 44.5806 | 15.81 | 3.0258 | 197.1619 | 19.6699 | 0.75293 | 13.5265 | 2.1187
1995-11-13 12:00 | 152.9165 | 81.9181 | 430.4186 | 51.7939 | 15.81 | 3.0332 | 223.0553 | 19.6133 | 0.75276 | 13.5265 | 0
1995-11-13 13:00 | 167.7353 | 75.4097 | 348.7791 | 45.1446 | 15.81 | 3.0435 | 192.6539 | 19.5709 | 0.75276 | 13.5265 | 5.9274
1995-11-13 14:00 | 161.9248 | 71.656 | 229.8357 | 45.6578 | 15.81 | 3.0712 | 198.6297 | 19.603 | 0.77491 | 13.5265 | 14.224
1995-11-13 15:00 | 184.3789 | 70.4796 | 98.8239 | 56.5464 | 15.81 | 3.1076 | 231.4354 | 19.6421 | 0.72984 | 13.5265 | 40.8859
1995-11-13 16:00 | 173.3261 | 66.2742 | 27.7228 | 73.0142 | 15.81 | 3.1446 | 247.4099 | 19.7163 | 0.72984 | 13.5265 | 76.065
1995-11-13 17:00 | 173.2333 | 66.2404 | 0.52104 | 67.8772 | 15.81 | 3.1745 | 275.6541 | 19.8048 | 0.72984 | 13.5265 | 41.3215
1995-11-13 18:00 | 184.0241 | 64.1034 | 0 | 65.5824 | 15.81 | 3.1946 | 266.5225 | 19.7762 | 0.75075 | 13.5265 | 58.4112
1995-11-13 19:00 | 184.8108 | 62.4692 | 0 | 53.1626 | 15.81 | 3.2049 | 254.4714 | 19.7685 | 0.7729 | 13.5265 | 74.294
1995-11-13 20:00 | 188.8037 | 61.8906 | 0 | 66.1903 | 15.81 | 3.2108 | 273.9409 | 19.8584 | 0.7729 | 13.5265 | 33.9725
1995-11-13 21:00 | 188.3231 | 60.3055 | 0 | 69.1574 | 15.81 | 3.2121 | 268.3433 | 19.7546 | 0.7729 | 13.5265 | 31.3156
1995-11-13 22:00 | 193.4802 | 62.465 | 0 | 61.2436 | 15.81 | 3.212 | 271.141 | 19.6062 | 0.7729 | 13.5265 | 36.1004
1995-11-13 23:00 | 186.1917 | 64.5946 | 0 | 66.9299 | 15.81 | 3.2108 | 258.5021 | 19.4245 | 0.7729 | 13.5265 | 11.5535
1995-11-14 | 182.1142 | 66.783 | 0 | 81.5919 | 15.81 | 3.213 | 127.2952 | 19.3612 | 0.7729 | 11.7185 | 18.4439
1995-11-14 01:00 | 174.4851 | 67.3005 | 0 | 52.0257 | 15.81 | 3.2127 | 128.4592 | 19.2859 | 0.7729 | 11.7244 | 26.2526
1995-11-14 02:00 | 176.0297 | 62.9866 | 0 | 79.3017 | 15.81 | 3.1875 | 120.4076 | 19.1871 | 0.7729 | 11.4634 | 11.8462
1995-11-14 03:00 | 171.9991 | 65.293 | 0 | 60.5998 | 15.81 | 3.1855 | 128.366 | 19.1845 | 0.7729 | 11.2797 | 18.7184
1995-11-14 04:00 | 173.5905 | 68.8816 | 0 | 44.1979 | 15.81 | 3.1523 | 125.122 | 19.2545 | 0.79505 | 11.2159 | 9.528
1995-11-14 05:00 | 178.6813 | 69.9261 | 0.2731 | 58.3252 | 15.81 | 3.1438 | 113.8526 | 19.2817 | 0.79505 | 11.2145 | 12.8524
1995-11-14 06:00 | 188.677 | 74.4894 | 4.9794 | 49.5518 | 15.81 | 3.1305 | 123.7816 | 19.3683 | 0.79505 | 11.2196 | 7.5586
1995-11-14 07:00 | 201.8898 | 76.0751 | 33.164 | 60.503 | 15.81 | 3.1074 | 124.1487 | 19.3668 | 0.79505 | 11.2304 | 24.764
1995-11-14 08:00 | 213.2741 | 78.8354 | 140.773 | 47.4347 | 15.81 | 3.0779 | 123.03 | 19.3816 | 0.79505 | 10.9484 | 6.1928
1995-11-14 09:00 | 214.6267 | 83.5809 | 244.0635 | 39.8974 | 15.81 | 3.0458 | 111.7706 | 19.4657 | 0.79505 | 9.5682 | 0.78502
1995-11-14 10:00 | 207.6626 | 97.1428 | 316.351 | 25.2618 | 15.81 | 3.0139 | 105.4327 | 19.5355 | 0.66041 | 7.1152 | 3.7964
1995-11-14 11:00 | 199.3359 | 108.5404 | 364.768 | 30.9769 | 15.81 | 3.0121 | 95.7084 | 19.487 | 0.61735 | 7.092 | 0.14235
1995-11-14 12:00 | 207.7421 | 108.5865 | 353.0915 | 28.0457 | 15.81 | 3.0239 | 97.9997 | 19.4928 | 0.61735 | 7.0904 | 2.3743
1995-11-14 13:00 | 236.0635 | 114.9218 | 273.0387 | 33.7417 | 15.81 | 3.0278 | 97.0077 | 19.4227 | 0.61735 | 6.9576 | 4.8017
1995-11-14 14:00 | 244.3768 | 123.0153 | 184.0615 | 24.5711 | 15.81 | 3.0331 | 117.5781 | 19.3788 | 0.61735 | 6.7914 | 14.2026
1995-11-14 15:00 | 254.7899 | 138.2726 | 89.6 | 34.9901 | 15.81 | 3.0682 | 126.3145 | 19.4657 | 0.66242 | 9.2648 | 22.5384
1995-11-14 16:00 | 269.7322 | 151.8757 | 21.8859 | 71.283 | 15.81 | 3.0716 | 122.7606 | 19.3713 | 0.79706 | 11.1511 | 28.7248
1995-11-14 17:00 | 283.9859 | 157.7888 | 0 | 46.1648 | 15.81 | 3.071 | 117.2362 | 19.5386 | 0.79706 | 8.6262 | 22.1716
1995-11-14 18:00 | 300.8176 | 167.753 | 0 | 44.5029 | 15.81 | 3.068 | 101.3176 | 19.5663 | 0.79706 | 7.9123 | 16.4212
1995-11-14 19:00 | 314.064 | 175.7141 | 0 | 34.3396 | 15.81 | 3.0666 | 92.6174 | 19.5178 | 0.64027 | 8.096 | 12.1706
1995-11-14 20:00 | 331.5373 | 175.7964 | 0 | 31.0178 | 15.81 | 3.0664 | 93.2536 | 19.488 | 0.64027 | 7.8892 | 13.0144
1995-11-14 21:00 | 336.9705 | 177.4946 | 0 | 36.4264 | 15.81 | 3.0651 | 90.6876 | 19.2591 | 0.64027 | 7.8352 | 8.994
1995-11-14 22:00 | 348.9807 | 172.9557 | 0 | 31.6742 | 15.81 | 3.063 | 92.4128 | 19.211 | 0.51076 | 7.9767 | 9.5905
1995-11-14 23:00 | 352.4621 | 172.8238 | 0 | 22.4028 | 15.81 | 3.059 | 91.2805 | 19.1101 | 0.33017 | 7.8352 | 7.9334
1995-11-15 | 361.4348 | 171.941 | 0 | 53.3645 | 15.81 | 1.6552 | 31.4861 | 19.0367 | 0.13066 | 0.0042866 | 4.3517
1995-11-15 01:00 | 367.1959 | 167.8505 | 0 | 46.2681 | 15.81 | 1.6547 | 24.4869 | 18.997 | 0.13066 | 0.0042866 | 0.60585
1995-11-15 02:00 | 368.9393 | 169.2363 | 0 | 39.8204 | 15.81 | 1.6542 | 31.3007 | 19.0576 | 0.13066 | 0 | 0.55135
1995-11-15 03:00 | 377.5314 | 171.5099 | 0 | 30.1704 | 15.81 | 1.6527 | 31.3151 | 19.0554 | 0.13066 | 0 | 0.48435
1995-11-15 04:00 | 373.2069 | 171.0229 | 0 | 31.5408 | 15.81 | 1.6507 | 31.2998 | 19.0484 | 0.13066 | 0 | 2.072
1995-11-15 05:00 | 382.0041 | 175.0521 | 0.26598 | 41.3961 | 11.6194 | 1.6483 | 26.0164 | 19.1363 | 0.13066 | 0 | 2.697
1995-11-15 06:00 | 382.7154 | 172.7714 | 3.8473 | 34.7454 | 14.5469 | 1.6469 | 24.0255 | 19.2993 | 0.13066 | 0 | 1.7956
1995-11-15 07:00 | 387.7773 | 176.5494 | 36.3982 | 36.9425 | 8.5253 | 1.6459 | 31.9978 | 19.4855 | 0.13066 | 0.0042866 | 2.8946
1995-11-15 08:00 | 388.5493 | 175.8012 | 122.2071 | 34.084 | 10.6167 | 1.6463 | 31.6732 | 19.5694 | 0.13066 | 0.0042866 | 2.2719
1995-11-15 09:00 | 382.2456 | 183.3005 | 216.7334 | 29.2564 | 1.9836 | 1.624 | 19.1739 | 19.6423 | 0.13066 | 0 | 0.95757
1995-11-15 10:00 | 350.3969 | 179.0859 | 303.5908 | 27.9453 | 1.9836 | 1.6255 | 19.171 | 19.6019 | 0.13066 | 0.0042866 | 0.21712
1995-11-15 11:00 | 368.967 | 186.5669 | 318.0143 | 25.2044 | 1.9836 | 1.627 | 18.9212 | 19.5001 | 0.13066 | 0 | 0.22886
1995-11-15 12:00 | 387.4708 | 191.7626 | 269.3077 | 24.7899 | 1.9836 | 1.6286 | 17.4526 | 19.4807 | 0.13066 | 0 | 1.1218
1995-11-15 13:00 | 373.0958 | 199.179 | 223.6317 | 29.0391 | 1.9836 | 1.6286 | 25.2136 | 19.6207 | 0.13066 | 0 | 1.1783
1995-11-15 14:00 | 380.3677 | 200.011 | 140.4498 | 32.1436 | 1.9836 | 1.6294 | 32.054 | 19.7122 | 0.13066 | 0 | 12.4067
1995-11-15 15:00 | 393.708 | 195.3518 | 53.4322 | 40.1499 | 1.9836 | 1.6341 | 33.3084 | 19.6661 | 0.13066 | 0.019936 | 20.7482
1995-11-15 16:00 | 400.4003 | 199.1565 | 8.1073 | 48.84 | 15.81 | 1.6352 | 31.7607 | 19.7361 | 0.13066 | 0.019936 | 31.8614
1995-11-15 17:00 | 404.7607 | 206.5641 | 0 | 48.064 | 1.9836 | 1.6352 | 32.7176 | 19.7573 | 0.13066 | 0.019936 | 21.0426
1995-11-15 18:00 | 412.8447 | 208.4225 | 0 | 38.5391 | 9.3641 | 1.6329 | 28.4757 | 19.7138 | 0.13066 | 0.019936 | 17.0076
1995-11-15 19:00 | 419.5105 | 205.9105 | 0 | 38.3305 | 1.9836 | 1.5862 | 35.2184 | 19.695 | 0.13066 | 0.019936 | 14.8716
1995-11-15 20:00 | 422.7074 | 197.9329 | 0 | 33.9896 | 8.898 | 1.587 | 35.8149 | 19.6382 | 0.13066 | 0.019936 | 13.9072
1995-11-15 21:00 | 426.4773 | 186.5412 | 0 | 29.5224 | 15.81 | 1.5872 | 34.5079 | 19.5493 | 0.13066 | 0.019936 | 12.4701
1995-11-15 22:00 | 429.1063 | 174.1287 | 0 | 31.7888 | 15.81 | 1.6312 | 32.0627 | 19.4293 | 0.13066 | 0.019936 | 15.6798
1995-11-15 23:00 | 427.5875 | 160.428 | 0 | 28.3319 | 1.9836 | 1.6313 | 31.3068 | 19.3451 | 0.052253 | 0.019936 | 11.4776
1995-11-16 | 420.7408 | 159.9259 | 0 | 41.9171 | 15.81 | 1.631 | 29.7104 | 19.3332 | 0.13066 | 0.019936 | 13.6113
1995-11-16 01:00 | 418.2186 | 163.789 | 0 | 28.6557 | 15.81 | 1.6305 | 32.3406 | 19.2422 | 0.13066 | 0.019936 | 2.0013
1995-11-16 02:00 | 422.1611 | 168.0881 | 0 | 36.9197 | 15.81 | 1.6042 | 30.9194 | 19.2385 | 0.13066 | 0.019936 | 1.2484
1995-11-16 03:00 | 425.6894 | 178.6119 | 0 | 24.035 | 15.81 | 1.6026 | 23.1917 | 19.2268 | 0.13066 | 0.0042866 | 0.25628
1995-11-16 04:00 | 428.1773 | 186.321 | 0 | 24.9892 | 15.81 | 1.6004 | 21.9174 | 19.2138 | 0.13066 | 0.0042866 | 0.75114
1995-11-16 05:00 | 420.054 | 195.6112 | 0.26492 | 21.3444 | 15.81 | 1.5979 | 24.3064 | 19.2499 | 0.13066 | 0 | 0.67231
1995-11-16 06:00 | 407.7735 | 205.3056 | 7.814 | 30.496 | 15.81 | 1.5964 | 23.1638 | 19.376 | 0.13066 | 0 | 0.7521
1995-11-16 07:00 | 407.7657 | 213.5947 | 36.1703 | 39.4442 | 15.81 | 1.5953 | 28.6616 | 19.5392 | 0.26743 | 0.0042866 | 0.94661
1995-11-16 08:00 | 394.4797 | 217.9446 | 91.4985 | 35.7126 | 15.81 | 1.5956 | 26.9267 | 19.5016 | 0.25618 | 0 | 4.0435
1995-11-16 09:00 | 391.0558 | 222.8216 | 159.9688 | 34.6421 | 15.81 | 1.6238 | 29.0459 | 19.5268 | 0.25618 | 0 | 0.69813
1995-11-16 10:00 | 381.689 | 218.2079 | 209.0003 | 32.2378 | 15.81 | 1.6255 | 27.2929 | 19.5082 | 0.25618 | 0 | 1.3909
1995-11-16 11:00 | 390.0014 | 218.4147 | 234.0584 | 25.9942 | 15.81 | 1.627 | 29.0075 | 19.4883 | 0.2449 | 0 | 1.4833
1995-11-16 12:00 | 396.9186 | 220.3509 | 227.1114 | 21.3821 | 15.81 | 1.6288 | 28.4665 | 19.5132 | 0.2039 | 0 | 1.9121
1995-11-16 13:00 | 424.1912 | 218.8097 | 170.9527 | 29.4608 | 15.81 | 1.6288 | 28.9662 | 19.498 | 0.2039 | 0 | 1.3167
1995-11-16 14:00 | 431.4 | 210.4161 | 110.1578 | 36.9549 | 15.81 | 1.6299 | 32.4966 | 19.4041 | 0.078407 | 0 | 5.6941
1995-11-16 15:00 | 443.8072 | 215.8327 | 39.6838 | 46.3201 | 15.81 | 1.6298 | 32.5637 | 19.6926 | 0.078407 | 0 | 18.7154
1995-11-16 16:00 | 449.0138 | 212.3595 | 10.0407 | 46.4826 | 15.81 | 1.6293 | 29.8305 | 19.716 | 0.078407 | 0.0042866 | 21.9518
1995-11-16 17:00 | 444.8891 | 202.2059 | 0 | 33.5772 | 15.81 | 1.6651 | 29.0303 | 19.7595 | 0.078407 | 0 | 10.3629
1995-11-16 18:00 | 448.7538 | 193.8587 | 0 | 34.0007 | 15.81 | 1.6608 | 29.2851 | 19.7668 | 0.078407 | 0.0042866 | 12.3655
1995-11-16 19:00 | 452.1412 | 196.2996 | 0 | 28.488 | 15.81 | 1.6612 | 29.9373 | 19.7672 | 0.078407 | 0.0042866 | 11.3499
1995-11-16 20:00 | 446.6013 | 205.9728 | 0 | 31.3437 | 15.81 | 1.6623 | 29.886 | 19.7134 | 0.078407 | 0.0042866 | 20.208
1995-11-16 21:00 | 446.9824 | 205.5397 | 0 | 23.1225 | 15.81 | 1.6627 | 28.1296 | 19.6011 | 0.078407 | 0.0042866 | 22.4803
1995-11-16 22:00 | 451.0343 | 202.0982 | 0 | 33.5564 | 15.81 | 1.6635 | 27.684 | 19.5065 | 0.078407 | 0.0042866 | 13.9834
1995-11-16 23:00 | 438.7028 | 197.871 | 0 | 17.8146 | 15.81 | 1.5935 | 28.794 | 19.3453 | 0.078407 | 0.0042866 | 16.6614
1995-11-17 | 429.2071 | 199.0544 | 0 | 39.1345 | 15.16 | 1.5934 | 40.3792 | 19.2053 | 0.32128 | 0.565 | 9.6216
1995-11-17 01:00 | 421.8402 | 196.5776 | 0 | 31.3029 | 15.16 | 1.593 | 40.8881 | 19.1204 | 0.32128 | 0.565 | 14.0604
1995-11-17 02:00 | 414.327 | 192.1163 | 0 | 26.9425 | 15.16 | 1.5925 | 40.8444 | 19.0736 | 0.32128 | 0.565 | 10.464
1995-11-17 03:00 | 411.9903 | 182.2663 | 0 | 25.5587 | 15.16 | 1.591 | 45.5108 | 18.841 | 0.32128 | 0 | 1.624
1995-11-17 04:00 | 391.1409 | 177.3092 | 0 | 19.7571 | 15.16 | 1.5891 | 36.4668 | 18.8648 | 0.32128 | 0 | 16.3001
1995-11-17 05:00 | 384.3667 | 170.5976 | 0.25621 | 27.0061 | 15.16 | 1.5868 | 47.1101 | 18.9482 | 0.32128 | 0 | 9.151
1995-11-17 06:00 | 370.1206 | 173.4351 | 6.8877 | 14.4446 | 15.16 | 1.6008 | 43.6946 | 19.3145 | 0.32128 | 0 | 14.1463
1995-11-17 07:00 | 365.3141 | 176.5256 | 38.0572 | 21.9881 | 15.16 | 1.5999 | 34.6487 | 19.5461 | 0.32128 | 0 | 16.2556
1995-11-17 08:00 | 344.5594 | 176.4688 | 137.8041 | 25.5098 | 15.16 | 1.6002 | 31.936 | 19.6142 | 0.31038 | 0 | 0.73038
1995-11-17 09:00 | 315.6811 | 183.7696 | 254.4145 | 20.8615 | 15.16 | 1.6129 | 18.6316 | 19.5848 | 0.044582 | 0 | 0.64823
1995-11-17 10:00 | 300.5415 | 177.7858 | 328.5937 | 20.4703 | 15.16 | 1.6145 | 21.2059 | 19.537 | 0.089659 | 0 | 0.2149
1995-11-17 11:00 | 302.106 | 185.9928 | 360.6626 | 17.72 | 15.16 | 1.6162 | 15.6033 | 19.5375 | 0.089659 | 0 | 1.3593
1995-11-17 12:00 | 314.4569 | 191.2725 | 345.9546 | 19.1005 | 15.16 | 1.6178 | 15.5895 | 19.5278 | 0.13066 | 0 | 0.33241
1995-11-17 13:00 | 351.0897 | 195.6956 | 270.6451 | 17.6382 | 15.16 | 1.6179 | 15.5233 | 19.5593 | 0.13066 | 0 | 0.41152
1995-11-17 14:00 | 369.7476 | 202.8281 | 181.0164 | 19.6271 | 15.16 | 1.619 | 15.4874 | 19.5798 | 0.13066 | 0 | 4.5575
1995-11-17 15:00 | 379.9535 | 205.3764 | 84.2054 | 23.6418 | 15.16 | 1.619 | 18.7477 | 19.6377 | 0.13066 | 0 | 28.1596
1995-11-17 16:00 | 391.5087 | 209.2866 | 13.5484 | 34.037 | 15.16 | 1.6185 | 27.2965 | 19.6738 | 0.13066 | 0 | 37.615
1995-11-17 17:00 | 368.2069 | 219.134 | 0 | 26.7189 | 15.16 | 1.6187 | 27.3323 | 19.6875 | 0.13066 | 0 | 10.6575
1995-11-17 18:00 | 371.5651 | 226.0014 | 0 | 21.8008 | 15.16 | 1.6185 | 15.694 | 19.6866 | 0.13066 | 0 | 28.6521
1995-11-17 19:00 | 385.0805 | 228.4039 | 0 | 23.0637 | 15.16 | 1.6073 | 27.3964 | 19.6801 | 0.13066 | 0 | 11.0065
1995-11-17 20:00 | 391.437 | 227.4135 | 0 | 24.0246 | 15.16 | 1.6084 | 27.3362 | 19.6326 | 0.13066 | 0 | 31.1751
1995-11-17 21:00 | 396.6271 | 219.1063 | 0 | 21.8316 | 15.16 | 1.609 | 25.6322 | 19.5718 | 0.13066 | 0 | 15.5121
1995-11-17 22:00 | 394.6181 | 195.1487 | 0 | 26.7945 | 15.16 | 1.6098 | 28.9425 | 19.4904 | 0.10508 | 0 | 22.6334
1995-11-17 23:00 | 402.2871 | 201.6424 | 0 | 19.2963 | 15.16 | 1.6103 | 21.6246 | 19.2894 | 0.10508 | 0 | 3.4096
1995-11-18 | 398.1651 | 213.9486 | 0 | 38.3184 | 13.8264 | 1.6175 | 18.0776 | 18.9913 | 0.0195 | 0 | 5.8934
1995-11-18 01:00 | 403.0012 | 217.4844 | 0 | 28.5443 | 13.8264 | 1.6174 | 8.3202 | 18.6836 | 0.0195 | 0 | 7.8694
1995-11-18 02:00 | 410.1921 | 225.2743 | 0 | 20.8565 | 13.8264 | 1.617 | 8.3033 | 19.0445 | 0.0195 | 0 | 6.4846
1995-11-18 03:00 | 402.7643 | 223.513 | 0 | 23.8985 | 13.8264 | 1.6159 | 8.2859 | 19.1481 | 0.0195 | 0 | 4.4266
1995-11-18 04:00 | 382.5807 | 221.5012 | 0 | 26.3171 | 13.8264 | 1.6144 | 8.29 | 19.1557 | 0.0195 | 0 | 1.7032
1995-11-18 05:00 | 385.6103 | 216.4068 | 0.25389 | 15.5862 | 13.8264 | 1.6125 | 8.0491 | 18.7984 | 0.0195 | 0 | 3.7481
1995-11-18 06:00 | 384.2986 | 206.8999 | 3.9318 | 22.0726 | 13.8264 | 1.6115 | 8.4748 | 19.0536 | 0.0195 | 0 | 3.1379
1995-11-18 07:00 | 376.6549 | 196.9522 | 45.6339 | 35.459 | 13.8264 | 1.611 | 10.281 | 19.6032 | 0.0195 | 0 | 12.7068
1995-11-18 08:00 | 361.5214 | 193.511 | 200.1481 | 26.6305 | 15.209 | 1.5991 | 9.2408 | 19.6742 | 0.0195 | 0 | 2.729
1995-11-18 09:00 | 340.5518 | 190.7889 | 347.6436 | 18.5511 | 15.209 | 1.6003 | 9.1969 | 19.1913 | 0.0195 | 0 | 0.17822
1995-11-18 10:00 | 288.2456 | 162.4714 | 448.7338 | 17.7482 | 15.209 | 1.6021 | 9.2324 | 19.208 | 0.0195 | 0 | 0.09129
1995-11-18 11:00 | 323.9172 | 171.8463 | 477.8208 | 23.7518 | 15.209 | 1.6039 | 10.2364 | 19.5461 | 0.0195 | 0 | 0.38239
1995-11-18 12:00 | 329.6839 | 179.0863 | 454.5289 | 17.3443 | 13.9091 | 1.6064 | 9.5873 | 19.5723 | 0.0195 | 0 | 0
1995-11-18 13:00 | 299.8257 | 188.6746 | 397.5127 | 17.0575 | 15.209 | 1.6071 | 9.6729 | 19.5863 | 0.0195 | 0 | 0.21447
1995-11-18 14:00 | 329.0922 | 191.3398 | 282.9045 | 21.2764 | 15.209 | 1.6088 | 9.067 | 19.0246 | 0.0195 | 0 | 0.91998
1995-11-18 15:00 | 360.97 | 204.0538 | 139.1292 | 21.3297 | 15.209 | 1.6117 | 9.2488 | 19.5416 | 0.3296 | 0 | 6.1624
1995-11-18 16:00 | 365.6572 | 202.833 | 25.9447 | 26.3444 | 15.209 | 1.6116 | 23.7696 | 19.6783 | 0.3296 | 0 | 17.505
1995-11-18 17:00 | 360.5466 | 201.9285 | 0.11638 | 24.5399 | 15.209 | 1.6119 | 22.7839 | 19.5629 | 0.30745 | 1.808 | 12.7777
1995-11-18 18:00 | 339.3427 | 204.3635 | 0 | 19.4657 | 15.209 | 1.612 | 13.7072 | 19.7991 | 0.30745 | 1.808 | 19.9676
1995-11-18 19:00 | 341.0844 | 204.8927 | 0 | 23.191 | 15.209 | 1.6125 | 18.109 | 19.7589 | 0.30745 | 1.808 | 16.2559
1995-11-18 20:00 | 361.8148 | 204.7704 | 0 | 27.8735 | 15.209 | 1.6117 | 18.8475 | 19.8088 | 0.30745 | 1.808 | 7.9643
1995-11-18 21:00 | 363.0664 | 200.9074 | 0 | 26.1346 | 15.209 | 1.6139 | 20.7218 | 19.7455 | 0.30745 | 1.808 | 7.7211
1995-11-18 22:00 | 375.1591 | 199.1817 | 0 | 25.4008 | 15.209 | 1.6148 | 21.9236 | 19.6927 | 0.32695 | 1.8123 | 2.8214
1995-11-18 23:00 | 352.3181 | 188.6849 | 0 | 28.4936 | 15.209 | 1.6152 | 21.6094 | 19.2771 | 0.32695 | 1.808 | 4.8539
1995-11-19 | 434.6197 | 194.4615 | 0 | 46.3383 | 17.1926 | 1.614 | 76.7461 | 19.4504 | 0.45761 | 1.8286 | 3.3307
1995-11-19 01:00 | 433.1297 | 192.8077 | 0 | 45.7032 | 17.1926 | 1.6143 | 76.6389 | 19.3652 | 0.45761 | 1.8178 | 2.5633
1995-11-19 02:00 | 432.7731 | 194.1999 | 0 | 28.4951 | 17.1926 | 1.6146 | 77.3217 | 19.3659 | 0.45761 | 1.8176 | 2.6832
1995-11-19 03:00 | 429.9457 | 193.6854 | 0 | 24.143 | 17.1926 | 1.6142 | 69.1123 | 19.3543 | 0.43546 | 1.8283 | 1.6571
1995-11-19 04:00 | 424.9186 | 194.4461 | 0 | 22.5819 | 17.1926 | 1.6116 | 77.419 | 19.3553 | 0.43546 | 1.8214 | 12.2764
1995-11-19 05:00 | 420.5863 | 191.8495 | 0.1773 | 23.566 | 17.1926 | 1.6108 | 69.7522 | 19.3365 | 0.43546 | 1.8201 | 12.9141
1995-11-19 06:00 | 418.8189 | 191.2368 | 8.3864 | 30.6961 | 17.1926 | 1.6105 | 79.768 | 19.9321 | 0.79708 | 2.0463 | 21.7202
1995-11-19 07:00 | 418.285 | 192.0015 | 59.9933 | 44.2698 | 17.1926 | 1.6126 | 115.7115 | 20.1281 | 0.79708 | 2.0565 | 19.7255
1995-11-19 08:00 | 408.6732 | 189.4144 | 203.4907 | 28.4377 | 17.1926 | 1.6125 | 114.1881 | 20.1928 | 0.79708 | 2.057 | 19.0511
1995-11-19 09:00 | 392.5086 | 187.0069 | 349.8936 | 19.6629 | 15.81 | 1.6132 | 103.8053 | 20.1907 | 0.83074 | 2.0513 | 2.4177
1995-11-19 10:00 | 370.5669 | 184.9293 | 465.2628 | 25.3741 | 15.81 | 1.6139 | 91.5634 | 20.0849 | 0.83074 | 2.0572 | 2.011
1995-11-19 11:00 | 354.0002 | 189.2238 | 537.4196 | 21.7283 | 15.81 | 1.6155 | 91.5671 | 20.1507 | 0.83074 | 2.0353 | 0.50321
1995-11-19 12:00 | 372.2624 | 199.0312 | 498.7058 | 18.9761 | 15.81 | 1.6168 | 91.2892 | 20.1385 | 0.85166 | 2.0494 | 12.3945
1995-11-19 13:00 | 379.497 | 197.1772 | 413.3027 | 18.1885 | 15.81 | 1.6449 | 80.4476 | 20.1202 | 0.82951 | 2.0536 | 3.5806
1995-11-19 14:00 | 384.8365 | 195.7292 | 291.4149 | 16.5051 | 15.81 | 1.6454 | 80.3796 | 20.1889 | 0.80859 | 2.0355 | 11.5371
1995-11-19 15:00 | 380.1161 | 195.6601 | 139.1878 | 20.9099 | 15.81 | 1.645 | 96.8433 | 20.28 | 0.80859 | 2.0447 | 23.89
1995-11-19 16:00 | 387.6202 | 195.9608 | 28.3913 | 24.8615 | 15.81 | 1.6555 | 115.9468 | 20.2341 | 0.80859 | 2.0649 | 42.7108
1995-11-19 17:00 | 392.3408 | 199.5109 | 0.020794 | 33.1949 | 15.81 | 1.6553 | 118.0086 | 20.2565 | 0.83074 | 2.056 | 55.9222
1995-11-19 18:00 | 397.9728 | 202.582 | 0 | 24.2074 | 15.81 | 1.6547 | 118.8026 | 20.2377 | 0.81391 | 2.0613 | 43.1761
1995-11-19 19:00 | 399.8199 | 196.1449 | 0 | 28.1146 | 15.81 | 1.663 | 119.5454 | 20.2303 | 0.81391 | 2.069 | 28.6226
1995-11-19 20:00 | 396.4625 | 185.3857 | 0 | 26.9964 | 15.81 | 1.6641 | 118.1337 | 20.1899 | 0.81391 | 2.0699 | 24.4141
1995-11-19 21:00 | 386.1009 | 172.3346 | 0 | 31.9228 | 15.81 | 1.664 | 120.5616 | 20.0783 | 0.77491 | 2.0707 | 24.4371
1995-11-19 22:00 | 374.6629 | 166.9537 | 0 | 30.0946 | 15.81 | 1.6647 | 126.0291 | 19.8685 | 0.77491 | 2.0605 | 17.7763
1995-11-19 23:00 | 358.9964 | 158.2809 | 0 | 23.4929 | 15.81 | 1.6649 | 124.149 | 19.6987 | 0.77491 | 2.0707 | 18.647
1995-11-20 | 352.6574 | 149.6087 | 0 | 53.2888 | 15.81 | 1.664 | 89.0912 | 19.5463 | 0.77491 | 2.067 | 25.1303
1995-11-20 01:00 | 338.7332 | 143.0825 | 0 | 56.4089 | 15.81 | 1.6637 | 91.5451 | 19.5411 | 0.77491 | 2.0554 | 14.8422
1995-11-20 02:00 | 330.8095 | 125.4203 | 0 | 50.4113 | 15.81 | 1.6636 | 93.5094 | 19.5141 | 0.77508 | 2.0551 | 15.3817
1995-11-20 03:00 | 317.5422 | 108.5343 | 0 | 50.2243 | 15.81 | 1.6628 | 94.4489 | 19.5255 | 0.79723 | 2.0666 | 12.578
1995-11-20 04:00 | 303.6252 | 99.6349 | 0 | 45.0537 | 15.81 | 1.6853 | 99.8672 | 19.5314 | 0.79723 | 2.0592 | 7.3875
1995-11-20 05:00 | 288.3759 | 89.0141 | 0.020158 | 47.8868 | 15.81 | 1.6839 | 93.1861 | 19.5609 | 0.79723 | 2.0578 | 35.96
1995-11-20 06:00 | 273.8874 | 85.1016 | 6.3139 | 61.2562 | 15.81 | 1.6834 | 96.477 | 19.7138 | 0.79723 | 2.063 | 68.3917
1995-11-20 07:00 | 258.6247 | 84.7087 | 62.8204 | 62.8472 | 17.41 | 1.6835 | 94.8099 | 19.8583 | 0.79723 | 2.0739 | 55.8272
1995-11-20 08:00 | 231.8078 | 74.8512 | 249.2519 | 43.2678 | 15.81 | 1.6843 | 88.9027 | 19.7763 | 0.79723 | 2.0588 | 18.6052
1995-11-20 09:00 | 208.318 | 81.8617 | 427.8517 | 46.5306 | 17.41 | 1.6848 | 81.8952 | 19.9063 | 0.77508 | 2.0526 | 1.7683
1995-11-20 10:00 | 203.9547 | 77.715 | 540.8809 | 37.1281 | 17.41 | 1.6855 | 76.5047 | 19.8238 | 0.77508 | 2.059 | 0.2753
1995-11-20 11:00 | 199.5896 | 76.0959 | 590.1932 | 49.7531 | 17.41 | 1.6866 | 81.2121 | 19.8706 | 0.77508 | 2.0355 | 3.2893
1995-11-20 12:00 | 185.5276 | 71.8081 | 572.4796 | 38.2248 | 17.41 | 1.6877 | 80.2105 | 19.7154 | 0.77508 | 2.0507 | 4.0398
1995-11-20 13:00 | 200.8365 | 73.9223 | 479.284 | 39.5486 | 17.41 | 1.6878 | 80.0647 | 19.7272 | 0.79723 | 2.0551 | 4.5824
1995-11-20 14:00 | 210.9249 | 69.5764 | 330.7812 | 38.2068 | 16.6218 | 1.6879 | 77.0485 | 19.6365 | 0.80131 | 2.0357 | 13.5644
1995-11-20 15:00 | 237.2607 | 78.7637 | 144.5306 | 38.9194 | 15.81 | 1.6869 | 89.8922 | 19.8298 | 0.80131 | 2.0612 | 70.6705
1995-11-20 16:00 | 264.0757 | 78.5775 | 24.1711 | 51.2128 | 15.81 | 1.686 | 90.9897 | 19.8958 | 0.80131 | 2.0661 | 104.1366
1995-11-20 17:00 | 289.0605 | 87.4351 | 0.025617 | 60.6461 | 15.81 | 1.6852 | 92.1332 | 19.9619 | 0.80131 | 2.0565 | 86.8267
1995-11-20 18:00 | 310.5679 | 96.3033 | 0 | 49.0458 | 15.81 | 1.6847 | 95.4651 | 19.963 | 0.80686 | 2.0622 | 75.8454
1995-11-20 19:00 | 328.3601 | 109.6033 | 0 | 47.5812 | 15.81 | 1.6841 | 86.457 | 19.9994 | 0.78471 | 2.0705 | 65.9819
1995-11-20 20:00 | 349.9694 | 118.786 | 0 | 44.7822 | 15.81 | 2.7571 | 87.9701 | 19.9004 | 0.74371 | 2.0715 | 54.016
1995-11-20 21:00 | 361.1944 | 134.3827 | 0 | 44.6271 | 15.81 | 3.2049 | 86.7181 | 19.9201 | 0.74371 | 2.0723 | 34.3817
1995-11-20 22:00 | 384.3177 | 154.85 | 0 | 43.8742 | 15.81 | 3.2048 | 74.9351 | 19.9086 | 0.74371 | 2.0613 | 12.1492
1995-11-20 23:00 | 385.661 | 173.0945 | 0 | 38.4064 | 15.81 | 3.2035 | 64.4786 | 19.781 | 0.74371 | 2.0513 | 12.9135
1995-11-21 | 375.0709 | 191.8735 | 0 | 30.0902 | 15.81 | 3.2067 | 88.0402 | 19.7739 | 0.74371 | 2.0639 | 3.5957
1995-11-21 01:00 | 372.3595 | 201.0324 | 0 | 30.8348 | 15.81 | 3.2378 | 82.8605 | 19.6844 | 0.7228 | 2.0544 | 3.6958
1995-11-21 02:00 | 371.857 | 204.9101 | 0 | 27.135 | 15.81 | 3.2368 | 79.7609 | 19.5871 | 0.58799 | 2.0385 | 2.5274
1995-11-21 03:00 | 372.0313 | 207.7171 | 0 | 27.9948 | 15.81 | 3.2349 | 71.8454 | 19.5475 | 0.58799 | 2.0479 | 4.4762
1995-11-21 04:00 | 373.5704 | 206.3629 | 0 | 20.4446 | 15.81 | 3.2328 | 62.1389 | 19.5469 | 0.58799 | 2.0419 | 1.6507
1995-11-21 05:00 | 368.5885 | 203.5316 | 0.0050484 | 20.5735 | 15.81 | 3.2305 | 63.6499 | 19.4899 | 0.58799 | 2.0407 | 4.6886
1995-11-21 06:00 | 370.5669 | 208.4584 | 3.8924 | 26.0319 | 15.81 | 3.2293 | 48.3776 | 19.5067 | 0.56584 | 2.0449 | 8.2751
1995-11-21 07:00 | 374.5868 | 216.5688 | 56.7892 | 44.1047 | 15.81 | 3.2283 | 72.0422 | 19.5358 | 0.71731 | 2.0539 | 8.608
1995-11-21 08:00 | 374.881 | 223.1639 | 225.1343 | 23.7666 | 15.81 | 1.8842 | 45.8247 | 19.5326 | 0.56584 | 0.31227 | 0.25486
1995-11-21 09:00 | 351.1204 | 226.0137 | 403.2528 | 18.3617 | 14.9671 | 1.7087 | 27.1199 | 19.6313 | 0.56584 | 0.2413 | 0
1995-11-21 10:00 | 329.8723 | 222.2051 | 521.8788 | 12.5301 | 14.311 | 1.7101 | 26.0174 | 19.6187 | 0.56584 | 0.025071 | 0
1995-11-21 11:00 | 283.3509 | 226.7496 | 583.4102 | 18.5188 | 13.9251 | 1.7113 | 26.2332 | 19.6304 | 0.27789 | 0.22716 | 0.73032
1995-11-21 12:00 | 308.4713 | 220.258 | 531.616 | 19.614 | 15.81 | 1.7127 | 23.5673 | 19.6318 | 0.56584 | 0.23968 | 0.55577
1995-11-21 13:00 | 318.1106 | 217.3055 | 442.0578 | 24.5553 | 15.81 | 1.7127 | 25.8675 | 19.6379 | 0.56584 | 0.22577 | 0.052353
1995-11-21 14:00 | 354.4568 | 208.1631 | 297.2847 | 25.1727 | 17.41 | 1.7135 | 30.7672 | 19.4844 | 0.56584 | 0.22577 | 0.12443
1995-11-21 15:00 | 375.0187 | 209.4015 | 115.2139 | 28.8182 | 17.41 | 3.2308 | 73.853 | 19.5666 | 0.54493 | 0.24142 | 20.2749
1995-11-21 16:00 | 400.9023 | 207.9081 | 23.0669 | 38.4621 | 17.41 | 3.2329 | 81.7782 | 19.7345 | 0.54493 | 0.24142 | 32.5922
1995-11-21 17:00 | 406.9751 | 204.7243 | 0.013694 | 28.2153 | 17.41 | 1.7126 | 79.7321 | 19.7717 | 1.1119 | 0.24142 | 30.3106
1995-11-21 18:00 | 412.2325 | 202.233 | 0 | 22.8612 | 17.41 | 1.7123 | 85.6016 | 19.8677 | 1.0282 | 0.24142 | 29.5196
1995-11-21 19:00 | 409.4623 | 199.9676 | 0 | 23.2295 | 17.41 | 1.7218 | 86.2738 | 19.8971 | 1.0504 | 0.28795 | 14.7429
1995-11-21 20:00 | 403.5617 | 194.0332 | 0 | 24.6124 | 17.41 | 1.7211 | 73.9917 | 19.86 | 1.0914 | 0.28795 | 21.7336
1995-11-21 21:00 | 397.4229 | 189.7584 | 0 | 27.4001 | 17.41 | 1.7218 | 89.8101 | 19.869 | 0.91276 | 0.28795 | 17.3976
1995-11-21 22:00 | 391.9974 | 168.023 | 0 | 32.028 | 17.41 | 1.723 | 97.3579 | 19.8368 | 0.91276 | 4.203 | 8.8559
1995-11-21 23:00 | 383.8932 | 156.5675 | 0 | 24.7677 | 17.41 | 1.7232 | 97.3189 | 19.7091 | 0.91276 | 4.5988 | 7.6918
1995-11-22 | 371.4869 | 156.6471 | 0 | 33.7646 | 17.41 | 3.2435 | 120.717 | 19.6178 | 0.40194 | 7.8293 | 7.1004
1995-11-22 01:00 | 365.1328 | 153.2433 | 0 | 23.1074 | 16.8185 | 3.2434 | 105.5804 | 19.5623 | 0.40194 | 9.5909 | 21.6408
1995-11-22 02:00 | 365.6886 | 147.0567 | 0 | 29.854 | 15.81 | 3.2428 | 115.2894 | 19.5434 | 0.40194 | 9.5909 | 5.5061
1995-11-22 03:00 | 360.7488 | 143.9491 | 0 | 22.4412 | 15.81 | 3.2409 | 104.4344 | 19.5139 | 0.40194 | 7.3309 | 16.0115
1995-11-22 04:00 | 357.1339 | 140.7922 | 0 | 17.9504 | 15.81 | 3.2388 | 100.635 | 19.5381 | 0.37979 | 9.5909 | 9.999
1995-11-22 05:00 | 348.4733 | 140.8403 | 0.033575 | 18.6616 | 15.81 | 3.2368 | 98.5775 | 19.6255 | 0.37979 | 9.3959 | 12.3749
1995-11-22 06:00 | 343.4631 | 141.1093 | 6.0432 | 22.5688 | 15.81 | 3.2355 | 98.6763 | 19.7828 | 0.40194 | 9.3959 | 24.0188
1995-11-22 07:00 | 344.3787 | 141.1679 | 70.2555 | 28.0888 | 15.81 | 3.2347 | 98.2389 | 20.0384 | 0.40194 | 7.1359 | 23.3345
1995-11-22 08:00 | 336.7525 | 141.6611 | 212.6213 | 32.1218 | 15.81 | 1.7149 | 97.9214 | 20.065 | 0.40194 | 4.5563 | 5.648
1995-11-22 09:00 | 314.9522 | 142.3871 | 358.3699 | 19.5275 | 15.81 | 1.7158 | 80.1819 | 20.1616 | 0.42409 | 2.7483 | 0.77868
1995-11-22 10:00 | 270.373 | 124.2551 | 455.4471 | 17.6997 | 15.81 | 1.7174 | 83.947 | 20.1117 | 0.40194 | 2.7483 | 0.24468
1995-11-22 11:00 | 269.9638 | 125.2898 | 466.4048 | 20.1821 | 15.81 | 1.7189 | 86.3729 | 20.2226 | 0.40194 | 2.7483 | 0
1995-11-22 12:00 | 261.659 | 131.8157 | 431.3795 | 21.1126 | 15.81 | 1.7212 | 88.4217 | 20.2469 | 0.40194 | 2.7483 | 0.27327
1995-11-22 13:00 | 275.3392 | 135.5308 | 339.4498 | 20.3354 | 15.81 | 3.2418 | 89.833 | 20.2859 | 0.40194 | 2.7736 | 0.93293
1995-11-22 14:00 | 294.6152 | 140.962 | 211.8972 | 22.744 | 15.81 | 2.6207 | 104.135 | 20.311 | 0.40194 | 9.3139 | 7.8664
1995-11-22 15:00 | 309.8558 | 144.6428 | 72.7488 | 38.5158 | 15.81 | 3.2433 | 125.7521 | 20.373 | 0.40194 | 11.5503 | 41.975
1995-11-22 16:00 | 318.7281 | 153.878 | 21.7261 | 45.4577 | 15.81 | 1.7225 | 129.427 | 20.3739 | 0.40194 | 13.3583 | 50.4881
1995-11-22 17:00 | 312.057 | 167.7319 | 0.005307 | 18.9129 | 15.81 | 1.7344 | 138.529 | 20.3723 | 0.37979 | 13.3583 | 29.2535
1995-11-22 18:00 | 311.3177 | 171.1995 | 0 | 22.9989 | 15.81 | 1.734 | 138.4049 | 20.2866 | 0.37979 | 13.3583 | 28.468
1995-11-22 19:00 | 307.9148 | 167.8995 | 0 | 24.6751 | 15.81 | 1.7344 | 141.8924 | 20.2766 | 0.37979 | 13.3583 | 23.5532
1995-11-22 20:00 | 308.4429 | 156.021 | 0 | 29.4649 | 15.81 | 3.2555 | 125.3299 | 20.2785 | 0.37979 | 13.3583 | 32.7456
1995-11-22 21:00 | 292.6436 | 145.2421 | 0 | 44.2085 | 15.81 | 3.2559 | 142.731 | 20.1785 | 0.37979 | 13.3583 | 21.5185
1995-11-22 22:00 | 277.9982 | 124.9507 | 0 | 34.1413 | 15.81 | 3.2566 | 152.0168 | 20.056 | 0.35764 | 13.3583 | 34.0697
1995-11-22 23:00 | 268.8857 | 111.3453 | 0 | 27.5948 | 15.81 | 1.8564 | 138.7437 | 19.9617 | 0.35764 | 13.3583 | 48.2956
1995-11-23 | 273.5699 | 106.9328 | 0 | 39.3267 | 15.81 | 1.7503 | 146.5294 | 19.8171 | 0.61689 | 13.3583 | 23.7279
1995-11-23 01:00 | 261.8507 | 104.6226 | 0 | 45.8357 | 15.81 | 1.7498 | 127.891 | 19.7817 | 0.39646 | 13.3583 | 20.5806
1995-11-23 02:00 | 254.9032 | 108.8641 | 0 | 41.609 | 15.81 | 1.7492 | 110.4782 | 19.7896 | 0.39646 | 13.3583 | 40.69
1995-11-23 03:00 | 244.3339 | 117.8842 | 0 | 30.1101 | 15.81 | 1.7473 | 125.7887 | 19.763 | 0.39646 | 13.3583 | 16.955
1995-11-23 04:00 | 241.735 | 140.8157 | 0 | 22.4929 | 15.81 | 1.7449 | 121.2282 | 19.8181 | 0.41861 | 13.3583 | 6.342
1995-11-23 05:00 | 227.769 | 160.7198 | 0.17256 | 19.2686 | 15.81 | 1.743 | 114.7785 | 19.8189 | 0.59597 | 9.1918 | 8.0194
1995-11-23 06:00 | 221.3613 | 178.6629 | 8.9207 | 23.0128 | 15.81 | 1.7418 | 94.6155 | 19.9616 | 0.59597 | 9.1918 | 24.792
1995-11-23 07:00 | 225.275 | 196.3785 | 65.4297 | 31.1796 | 15.81 | 1.7411 | 126.5159 | 20.1356 | 0.59597 | 12.1192 | 19.0067
1995-11-23 08:00 | 220.59 | 206.5298 | 187.12 | 21.8288 | 15.81 | 1.7319 | 78.8899 | 20.2479 | 0.59597 | 2.0494 | 8.5106
1995-11-23 09:00 | 211.901 | 210.9667 | 313.6635 | 18.7537 | 15.81 | 1.7328 | 70.0435 | 20.2168 | 0.59597 | 2.0494 | 1.0787
1995-11-23 10:00 | 199.12 | 213.0378 | 391.0022 | 16.6461 | 15.81 | 1.7344 | 63.8333 | 20.2043 | 0.61812 | 0.80642 | 1.0464
1995-11-23 11:00 | 200.6976 | 221.116 | 423.3549 | 13.9276 | 15.81 | 1.736 | 56.8931 | 20.1362 | 0.43319 | 0.80642 | 0.31258
1995-11-23 12:00 | 208.3357 | 225.9133 | 415.0051 | 16.0032 | 15.81 | 1.7384 | 53.9778 | 19.8777 | 0.41861 | 0.80642 | 0.26752
1995-11-23 13:00 | 215.1066 | 229.6423 | 340.6435 | 21.1273 | 15.81 | 1.7388 | 67.2945 | 20.157 | 0.41861 | 0.80642 | 1.9976
1995-11-23 14:00 | 218.057 | 231.9362 | 231.1611 | 19.5947 | 15.81 | 1.7399 | 85.4694 | 20.1556 | 0.41861 | 2.7943 | 2.1177
1995-11-23 15:00 | 228.2736 | 238.3977 | 104.3309 | 26.3703 | 15.81 | 1.74 | 98.3647 | 20.2039 | 0.41861 | 4.7265 | 19.4443
1995-11-23 16:00 | 231.2269 | 240.6189 | 29.3182 | 42.7809 | 15.81 | 1.7395 | 117.6285 | 20.2693 | 0.41861 | 6.7158 | 44.6656
1995-11-23 17:00 | 235.1107 | 245.7782 | 0 | 29.9132 | 15.81 | 1.7397 | 107.5147 | 20.1868 | 0.41861 | 6.4943 | 37.3307
1995-11-23 18:00 | 236.8603 | 245.8071 | 0 | 34.3461 | 15.81 | 1.7395 | 103.0601 | 20.3023 | 0.41861 | 6.4943 | 42.7248
1995-11-23 19:00 | 247.6791 | 249.0568 | 0 | 30.3803 | 15.81 | 1.7401 | 101.1464 | 20.3048 | 0.41861 | 6.4943 | 38.799
1995-11-23 20:00 | 250.3433 | 249.6529 | 0 | 31.6393 | 15.81 | 1.7415 | 101.1888 | 19.922 | 0.41861 | 6.4943 | 42.3531
1995-11-23 21:00 | 254.0803 | 252.0032 | 0 | 41.7343 | 15.81 | 1.8129 | 100.1589 | 20.1832 | 0.41861 | 6.4943 | 27.1065
1995-11-23 22:00 | 262.3335 | 249.0864 | 0 | 36.0792 | 15.81 | 1.8139 | 99.1909 | 19.6862 | 0.41861 | 6.4943 | 28.0917
1995-11-23 23:00 | 271.5826 | 249.5031 | 0 | 25.9601 | 15.81 | 1.816 | 98.2897 | 19.5835 | 0.41861 | 6.4943 | 8.1464
1995-11-24 | 287.6953 | 255.4793 | 0 | 35.0413 | 15.81 | 1.8162 | 101.0468 | 19.827 | 0.41861 | 6.7158 | 3.1817
1995-11-24 01:00 | 288.4046 | 254.4195 | 0 | 30.0599 | 15.81 | 1.816 | 99.2785 | 19.7628 | 0.41861 | 6.7158 | 0.01239
1995-11-24 02:00 | 292.8443 | 252.5897 | 0 | 25.4872 | 15.81 | 1.814 | 98.3974 | 19.7815 | 0.41861 | 6.7158 | 1.1427
1995-11-24 03:00 | 290.7782 | 252.0999 | 0 | 23.6659 | 15.81 | 1.8124 | 93.8918 | 19.6291 | 0.41861 | 6.7158 | 1.8849
1995-11-24 04:00 | 295.7229 | 249.992 | 0 | 23.3096 | 15.81 | 1.8101 | 87.0914 | 19.617 | 0.13066 | 1.9514 | 1.9214
1995-11-24 05:00 | 293.506 | 252.5282 | 0.15305 | 20.5431 | 15.81 | 1.8077 | 70.162 | 19.6845 | 0.13066 | 1.9514 | 4.2889
1995-11-24 06:00 | 305.1379 | 252.5516 | 8.8524 | 19.9776 | 15.81 | 1.8064 | 64.8189 | 19.7446 | 0.13066 | 1.9514 | 2.2691
1995-11-24 07:00 | 311.0863 | 255.5477 | 50.8226 | 23.4841 | 15.81 | 1.8057 | 70.2681 | 20.2047 | 0.13066 | 1.9514 | 5.4541
1995-11-24 08:00 | 310.0181 | 255.1104 | 187.4075 | 20.2044 | 15.81 | 1.8062 | 46.9703 | 20.3023 | 0.13066 | 1.9514 | 0
1995-11-24 09:00 | 297.6772 | 256.8203 | 327.119 | 16.1339 | 1.9836 | 1.8077 | 32.2681 | 20.0399 | 0.13066 | 0.14339 | 0.20889
1995-11-24 10:00 | 257.3705 | 250.8767 | 450.446 | 15.8019 | 1.9836 | 1.8198 | 29.7166 | 20.0214 | 0.13066 | 0.14339 | 0
1995-11-24 11:00 | 269.1011 | 247.0506 | 461.6736 | 14.7139 | 1.9836 | 1.8128 | 29.1392 | 19.8898 | 0.13066 | 0.14339 | 0
1995-11-24 12:00 | 252.1837 | 247.6189 | 469.3077 | 13.1348 | 1.9836 | 1.8156 | 30.8514 | 19.8492 | 0.13066 | 0.14339 | 0
1995-11-24 13:00 | 277.3219 | 251.3716 | 369.8425 | 15.8579 | 1.9836 | 1.8164 | 33.7291 | 19.9931 | 0.13066 | 0.14339 | 0.12229
1995-11-24 14:00 | 287.4411 | 249.674 | 281.3972 | 21.3795 | 1.9836 | 1.8188 | 45.2953 | 20.1956 | 0.13066 | 0.42137 | 0.67246
1995-11-24 15:00 | 311.8058 | 250.3975 | 128.6114 | 27.1579 | 1.9836 | 1.8193 | 63.7632 | 20.233 | 0.13066 | 0.42137 | 38.2644
1995-11-24 16:00 | 334.5984 | 249.5589 | 34.8411 | 34.2683 | 15.81 | 1.8188 | 68.8096 | 20.2733 | 0.13066 | 2.2294 | 39.8666
1995-11-24 17:00 | 341.9269 | 247.9523 | 0 | 22.6267 | 15.81 | 1.8194 | 78.7095 | 20.3113 | 0.13066 | 2.2294 | 16.013
1995-11-24 18:00 | 350.2789 | 248.6668 | 0 | 24.3079 | 15.81 | 1.8195 | 67.4347 | 20.4183 | 0.13066 | 2.2297 | 34.342
1995-11-24 19:00 | 350.8661 | 247.4207 | 0 | 20.8022 | 15.81 | 1.8194 | 64.3259 | 20.3773 | 0.13066 | 2.2297 | 22.516
1995-11-24 20:00 | 344.646 | 247.9099 | 0 | 21.4795 | 15.81 | 1.8204 | 87.8644 | 20.3872 | 0.13066 | 2.2297 | 17.9997
1995-11-24 21:00 | 344.2489 | 246.3199 | 0 | 27.9008 | 15.81 | 1.8303 | 68.0884 | 20.3297 | 0.13066 | 2.2297 | 34.2293
1995-11-24 22:00 | 325.2143 | 242.6421 | 0 | 29.2882 | 15.81 | 1.8311 | 87.3906 | 20.2401 | 0.13856 | 2.2297 | 32.8272
1995-11-24 23:00 | 325.5441 | 238.3192 | 0 | 19.5826 | 15.81 | 1.8315 | 64.363 | 20.0159 | 0.29798 | 2.2297 | 34.5444
1995-11-25 | 333.3984 | 238.0082 | 0 | 29.4808 | 17.41 | 1.8315 | 52.9952 | 19.8946 | 0.13066 | 0.039997 | 20.1898
1995-11-25 01:00 | 327.0751 | 233.1013 | 0 | 22.5192 | 17.41 | 1.8314 | 49.6016 | 19.9374 | 0.13066 | 0.026981 | 15.9821
1995-11-25 02:00 | 323.872 | 230.0839 | 0 | 37.4972 | 17.41 | 1.832 | 48.1338 | 19.8907 | 0.13066 | 0.026685 | 9.9226
1995-11-25 03:00 | 320.6168 | 226.1959 | 0 | 31.0868 | 17.41 | 1.8348 | 43.695 | 19.9038 | 0.13066 | 0.039581 | 16.5805
1995-11-25 04:00 | 319.0936 | 222.3316 | 0 | 22.8598 | 17.41 | 1.8337 | 33.6794 | 19.9005 | 0.13066 | 0.031287 | 6.1578
1995-11-25 05:00 | 320.1565 | 222.1729 | 0.23597 | 19.6787 | 17.41 | 1.8323 | 28.5903 | 19.9684 | 0.11399 | 0.029683 | 10.0633
1995-11-25 06:00 | 320.0689 | 221.7474 | 9.344 | 19.6499 | 17.41 | 1.8316 | 23.4541 | 20.1062 | 0.11399 | 0.035474 | 11.0925
1995-11-25 07:00 | 315.063 | 221.3584 | 50.9587 | 22.7726 | 17.41 | 1.8313 | 26.4124 | 20.3234 | 0.42866 | 0.04777 | 22.6035
1995-11-25 08:00 | 301.3467 | 219.2407 | 177.3831 | 14.0463 | 17.41 | 1.832 | 22.2316 | 20.3524 | 0.42866 | 0.032394 | 3.6163
1995-11-25 09:00 | 280.2639 | 216.3083 | 310.3834 | 17.6094 | 17.41 | 1.8151 | 22.1556 | 20.3403 | 0.61866 | 0.025484 | 0.58152
1995-11-25 10:00 | 232.2607 | 197.1619 | 422.7842 | 20.5656 | 15.5586 | 1.8542 | 22.1431 | 20.4441 | 0.75566 | 0.032644 | 1.3775
1995-11-25 11:00 | 237.5636 | 195.2077 | 457.3486 | 21.3399 | 9.1848 | 1.855 | 21.4007 | 20.4558 | 0.9439 | 0.0061871 | 0.36075
1995-11-25 12:00 | 234.4316 | 190.4825 | 436.5422 | 20.5586 | 6.0834 | 1.8562 | 21.5093 | 20.3264 | 0.9439 | 0.023266 | 0.91737
1995-11-25 13:00 | 240.4161 | 183.7539 | 355.4729 | 22.5273 | 12.9412 | 1.8565 | 22.1171 | 20.3333 | 1.1331 | 0.02829 | 0.27692
1995-11-25 14:00 | 256.5233 | 178.2912 | 224.666 | 26.9869 | 17.41 | 1.8573 | 38.2476 | 20.3594 | 1.1331 | 0.24388 | 3.277
1995-11-25 15:00 | 287.9185 | 171.493 | 68.3169 | 36.5153 | 17.41 | 1.8387 | 74.4445 | 20.3898 | 1.1444 | 0.31143 | 22.4675
1995-11-25 16:00 | 308.9108 | 168.6485 | 14.901 | 41.6678 | 17.41 | 1.8385 | 71.6813 | 20.4627 | 1.2231 | 0.712 | 32.4843
1995-11-25 17:00 | 318.774 | 165.704 | 0 | 24.7625 | 17.41 | 1.8385 | 49.0412 | 20.5049 | 1.0074 | 0.30623 | 20.2726
1995-11-25 18:00 | 320.2534 | 168.0985 | 0 | 26.3524 | 17.41 | 1.8382 | 50.7445 | 20.5026 | 1.0074 | 0.87763 | 18.0039
1995-11-25 19:00 | 321.5657 | 170.2404 | 0 | 26.499 | 17.41 | 1.8383 | 58.2448 | 20.5002 | 0.96231 | 0.88689 | 9.479
1995-11-25 20:00 | 319.4399 | 173.4397 | 0 | 28.301 | 17.41 | 1.8388 | 65.2642 | 20.4176 | 1.1196 | 2.1311 | 6.6587
1995-11-25 21:00 | 315.7512 | 170.3817 | 0 | 29.8184 | 17.41 | 1.8389 | 63.5946 | 20.3378 | 1.4352 | 2.132 | 0.89595
1995-11-25 22:00 | 283.2191 | 150.2691 | 0 | 40.0449 | 17.41 | 1.8391 | 88.5269 | 20.237 | 1.2779 | 2.1196 | 6.0119
1995-11-25 23:00 | 288.6687 | 144.2428 | 0 | 32.3371 | 17.41 | 1.8389 | 87.621 | 20.0676 | 1.2779 | 2.1323 | 4.5171
1995-11-26 | 286.6251 | 143.3413 | 0 | 74.64 | 17.41 | 3.3576 | 115.568 | 19.9768 | 1.4149 | 9.6872 | 14.1662
1995-11-26 01:00 | 287.0796 | 142.7418 | 0 | 62.851 | 17.41 | 3.3574 | 109.4889 | 19.935 | 1.4149 | 9.673 | 10.9274
1995-11-26 02:00 | 287.9913 | 140.9884 | 0 | 52.7042 | 17.41 | 3.3527 | 107.7212 | 19.9081 | 1.3927 | 9.6727 | 10.2342
1995-11-26 03:00 | 291.4772 | 142.7676 | 0 | 61.7287 | 17.41 | 3.3517 | 106.6418 | 19.9033 | 1.4149 | 8.0469 | 2.2592
1995-11-26 04:00 | 290.8822 | 146.0157 | 0 | 61.5661 | 17.41 | 3.3504 | 106.7886 | 19.9028 | 1.4149 | 8.0379 | 3.1001
1995-11-26 05:00 | 288.1121 | 149.4424 | 0.22984 | 56.8354 | 17.41 | 3.3631 | 106.3774 | 19.962 | 1.3873 | 8.0358 | 12.1143
1995-11-26 06:00 | 286.2594 | 152.4416 | 6.8151 | 61.3165 | 17.41 | 3.3624 | 118.704 | 20.1458 | 1.3873 | 9.6823 | 16.4886
1995-11-26 07:00 | 286.4792 | 160.7679 | 39.7005 | 63.9657 | 17.41 | 3.3627 | 134.0311 | 20.4893 | 1.3873 | 9.6957 | 26.6797
1995-11-26 08:00 | 275.1092 | 161.4495 | 157.9452 | 68.3743 | 17.41 | 3.3422 | 122.3369 | 20.5104 | 1.3651 | 9.696 | 13.0471
1995-11-26 09:00 | 261.1719 | 159.8793 | 292.1565 | 57.2682 | 18.7926 | 3.3386 | 107.3572 | 20.4718 | 1.3651 | 9.6885 | 1.3865
1995-11-26 10:00 | 216.5854 | 148.5277 | 402.7154 | 57.2812 | 18.7926 | 3.3108 | 120.5564 | 20.3712 | 1.3651 | 9.6963 | 3.154
1995-11-26 11:00 | 215.7104 | 152.2363 | 435.7187 | 58.2499 | 18.7926 | 3.2639 | 108.1321 | 20.5047 | 1.343 | 9.6674 | 12.9474
1995-11-26 12:00 | 214.6981 | 153.1085 | 415.7782 | 65.1055 | 18.7926 | 3.2658 | 111.7109 | 20.5405 | 1.343 | 9.6861 | 4.0089
1995-11-26 13:00 | 208.8208 | 152.0683 | 358.6591 | 63.6181 | 18.7926 | 3.2803 | 115.9095 | 20.5902 | 1.3261 | 9.6915 | 21.7775
1995-11-26 14:00 | 235.6666 | 150.7417 | 231.7913 | 61.0084 | 18.7926 | 3.307 | 120.6479 | 20.51 | 1.3052 | 9.6677 | 16.0279
1995-11-26 15:00 | 267.6354 | 159.3544 | 88.2818 | 60.0275 | 18.7926 | 3.3334 | 134.9798 | 20.6565 | 1.3052 | 9.6798 | 26.229
1995-11-26 16:00 | 290.6312 | 165.8825 | 31.1976 | 68.2054 | 18.7926 | 3.3427 | 119.2769 | 20.5281 | 1.3052 | 9.6861 | 27.2809
1995-11-26 17:00 | 297.5903 | 176.1995 | 0 | 60.0977 | 18.7926 | 3.3407 | 119.6088 | 20.6807 | 1.3052 | 8.0345 | 35.8919
1995-11-26 18:00 | 300.957 | 180.3457 | 0 | 64.8728 | 18.7926 | 3.3302 | 113.6253 | 20.6901 | 1.3052 | 9.6814 | 26.0853
1995-11-26 19:00 | 301.0347 | 180.4144 | 0 | 57.8199 | 18.7926 | 3.3302 | 129.8732 | 20.5501 | 1.3294 | 9.6915 | 17.0204
1995-11-26 20:00 | 298.515 | 184.4152 | 0 | 60.3337 | 18.7926 | 3.3337 | 115.2572 | 20.4807 | 1.3294 | 9.6928 | 15.8241
1995-11-26 21:00 | 292.8102 | 190.3005 | 0 | 52.8188 | 18.7926 | 3.3362 | 135.1483 | 20.5089 | 1.346 | 8.0539 | 6.398
1995-11-26 22:00 | 269.0003 | 177.5286 | 0 | 77.496 | 18.7926 | 3.2884 | 121.8595 | 20.4435 | 1.5034 | 9.6803 | 6.0583
1995-11-26 23:00 | 264.8276 | 171.8263 | 0 | 61.5125 | 18.7926 | 3.2917 | 122.4701 | 20.3078 | 1.5034 | 9.6899 | 2.6529
1995-11-27 | 263.2284 | 168.7427 | 0 | 74.4381 | 18.7926 | 3.3039 | 161.6297 | 20.1531 | 1.5034 | 20.9557 | 0.32697
1995-11-27 01:00 | 258.5409 | 164.0141 | 0 | 69.5516 | 18.7926 | 3.2966 | 157.6863 | 20.0827 | 1.5034 | 20.9425 | 4.0359
1995-11-27 02:00 | 253.2435 | 157.5494 | 0 | 71.132 | 18.7926 | 3.2968 | 154.5258 | 20.0547 | 1.5436 | 20.9422 | 2.084
1995-11-27 03:00 | 250.2263 | 152.6177 | 0 | 64.8474 | 18.7926 | 3.2963 | 156.382 | 20.092 | 1.5436 | 20.9553 | 2.6038
1995-11-27 04:00 | 243.7725 | 149.4042 | 0 | 65.1798 | 18.7926 | 3.2957 | 143.1093 | 20.0856 | 1.5436 | 19.6924 | 10.1242
1995-11-27 05:00 | 237.5318 | 144.5522 | 0.21527 | 61.8171 | 18.7926 | 3.2948 | 150.9006 | 20.0922 | 1.4929 | 17.4073 | 9.7128
1995-11-27 06:00 | 232.4622 | 142.5138 | 5.7156 | 69.1674 | 18.7926 | 3.2946 | 164.6071 | 20.1543 | 1.4929 | 20.9511 | 40.7107
1995-11-27 07:00 | 226.1966 | 142.0854 | 33.4088 | 64.5382 | 18.7926 | 3.2967 | 182.0371 | 20.2403 | 1.4552 | 20.9636 | 31.5503
1995-11-27 08:00 | 215.7879 | 140.3985 | 141.0525 | 72.6285 | 18.7926 | 3.2974 | 164.8698 | 20.2694 | 1.4383 | 20.8976 | 21.9932
1995-11-27 09:00 | 200.6126 | 138.8833 | 271.8815 | 79.6521 | 18.7926 | 3.2867 | 184.2258 | 20.3346 | 1.3013 | 20.8903 | 20.3913
1995-11-27 10:00 | 176.0392 | 137.5792 | 370.4133 | 70.0786 | 18.7926 | 3.2444 | 144.8335 | 20.2593 | 1.3013 | 20.8975 | 2.1875
1995-11-27 11:00 | 169.7153 | 130.8258 | 410.1557 | 66.531 | 18.7926 | 3.2025 | 160.4529 | 20.2349 | 1.3235 | 20.8707 | 1.7342
1995-11-27 12:00 | 169.753 | 123.884 | 393.9272 | 61.3314 | 18.7926 | 3.1875 | 155.7733 | 20.2615 | 1.3625 | 18.7859 | 11.2192
1995-11-27 13:00 | 178.0422 | 119.4928 | 324.1029 | 65.4842 | 18.7926 | 3.2146 | 150.2962 | 20.2068 | 1.3793 | 16.4459 | 0.70539
1995-11-27 14:00 | 192.9376 | 117.2202 | 209.9991 | 70.1209 | 18.7926 | 3.255 | 168.8954 | 20.2119 | 1.222 | 20.9275 | 23.2628
1995-11-27 15:00 | 206.929 | 115.9952 | 88.723 | 65.695 | 18.7926 | 3.2822 | 188.4734 | 20.2837 | 1.1661 | 14.6398 | 21.3288
1995-11-27 16:00 | 209.6622 | 115.2952 | 24.5155 | 79.2076 | 18.7926 | 3.2836 | 145.8337 | 20.3327 | 1.1661 | 14.6559 | 61.3414
1995-11-27 17:00 | 209.8026 | 115.5336 | 0 | 71.9234 | 18.7926 | 3.2731 | 164.4909 | 20.3854 | 1.1661 | 15.9001 | 51.413
1995-11-27 18:00 | 209.0539 | 116.0901 | 0 | 76.8412 | 18.7926 | 3.2588 | 211.4552 | 20.4068 | 1.1883 | 14.3832 | 36.0306
1995-11-27 19:00 | 207.3182 | 114.7084 | 0 | 75.0748 | 18.7926 | 3.2531 | 159.2149 | 20.396 | 1.1704 | 14.6898 | 58.3299
1995-11-27 20:00 | 205.9123 | 110.4218 | 0 | 84.761 | 18.7926 | 3.2494 | 154.5225 | 20.3099 | 1.1536 | 13.6037 | 48.2146
1995-11-27 21:00 | 202.6258 | 105.6911 | 0 | 71.9025 | 18.7926 | 3.2453 | 171.8957 | 20.3074 | 1.1536 | 13.6046 | 37.6229
1995-11-27 22:00 | 213.7801 | 100.4818 | 0 | 80.6229 | 18.7926 | 3.2502 | 200.1122 | 20.2815 | 1.1536 | 13.6386 | 12.661
1995-11-27 23:00 | 212.3164 | 99.4249 | 0 | 74.6286 | 18.7926 | 3.2552 | 157.3519 | 20.1758 | 1.1536 | 13.6473 | 24.1261
1995-11-28 | 210.9751 | 101.0306 | 0 | 85.5737 | 18.7926 | 3.2607 | 194.6567 | 20.0054 | 0.74391 | 13.6435 | 13.0289
1995-11-28 01:00 | 209.539 | 102.594 | 0 | 82.3931 | 18.7926 | 3.2667 | 181.4951 | 19.9745 | 0.72176 | 13.6313 | 9.2921
1995-11-28 02:00 | 209.2394 | 104.163 | 0 | 74.2141 | 18.7926 | 3.2634 | 171.354 | 19.9555 | 0.72584 | 13.6311 | 10.1768
1995-11-28 03:00 | 207.2061 | 106.181 | 0 | 71.1058 | 18.7926 | 3.259 | 165.0468 | 19.9448 | 0.68154 | 13.6431 | 4.8175
1995-11-28 04:00 | 206.6059 | 108.9546 | 0 | 69.2509 | 18.7926 | 3.2521 | 141.9441 | 19.9444 | 0.63848 | 13.3644 | 1.1154
1995-11-28 05:00 | 208.649 | 111.9914 | 0.20238 | 71.224 | 18.7926 | 3.2467 | 140.899 | 19.9571 | 0.63848 | 13.3164 | 3.7055
1995-11-28 06:00 | 214.2151 | 115.2004 | 4.8492 | 69.8864 | 18.7926 | 3.2212 | 146.3505 | 19.9893 | 0.63848 | 13.5927 | 5.8693
1995-11-28 07:00 | 219.1413 | 120.0141 | 30.3658 | 90.3314 | 18.7926 | 3.2264 | 150.5805 | 20.0449 | 0.67622 | 13.8516 | 14.8751
1995-11-28 08:00 | 221.1805 | 126.5976 | 135.8228 | 74.833 | 18.7926 | 3.2169 | 144.8326 | 20.02 | 0.63722 | 13.3238 | 1.3298
1995-11-28 09:00 | 216.3913 | 131.5556 | 271.6695 | 60.0083 | 18.7926 | 3.1942 | 141.0101 | 20.0785 | 0.59622 | 11.4629 | 0.95405
1995-11-28 10:00 | 204.8594 | 134.3874 | 370.3341 | 56.7826 | 18.7926 | 3.1743 | 130.9803 | 20.0728 | 0.59622 | 12.5279 | 0.1757
1995-11-28 11:00 | 198.3173 | 132.0408 | 416.6717 | 56.6387 | 18.7926 | 3.1652 | 130.4573 | 19.9162 | 0.59622 | 11.4449 | 0
1995-11-28 12:00 | 195.8323 | 131.6114 | 396.978 | 55.6418 | 18.7926 | 3.1667 | 129.6232 | 19.9952 | 0.59622 | 11.627 | 2.8719
1995-11-28 13:00 | 200.8219 | 133.1182 | 328.8701 | 60.1871 | 18.7926 | 3.1741 | 140.6892 | 20.0998 | 0.59622 | 12.1147 | 0.035855
1995-11-28 14:00 | 206.9197 | 130.5023 | 220.5001 | 62.3219 | 18.7926 | 3.1856 | 148.2989 | 19.9856 | 0.59622 | 12.56 | 3.377
1995-11-28 15:00 | 222.8115 | 135.0743 | 110.9622 | 62.8667 | 18.7926 | 3.1963 | 149.4782 | 20.1075 | 0.61305 | 13.0285 | 25.5619
1995-11-28 16:00 | 240.9626 | 138.5292 | 22.6878 | 78.5279 | 18.7926 | 3.2008 | 147.618 | 20.1115 | 0.61305 | 14.8417 | 43.6466
1995-11-28 17:00 | 256.1543 | 147.4982 | 0 | 70.1972 | 17.1926 | 3.1955 | 146.7602 | 20.2088 | 0.61305 | 14.8316 | 29.0884
1995-11-28 18:00 | 265.5061 | 153.6471 | 0 | 59.4053 | 17.1926 | 3.1949 | 144.4175 | 20.2023 | 0.62988 | 14.2634 | 37.0669
1995-11-28 19:00 | 268.5053 | 157.2253 | 0 | 62.907 | 17.1926 | 3.1951 | 144.1592 | 20.187 | 0.6687 | 14.8462 | 32.7174
1995-11-28 20:00 | 268.4999 | 156.3888 | 0 | 70.9097 | 17.1926 | 3.2 | 145.988 | 20.1327 | 0.6687 | 13.789 | 22.56
1995-11-28 21:00 | 263.1879 | 151.1382 | 0 | 62.5076 | 17.1926 | 3.2055 | 148.9835 | 19.9308 | 0.6687 | 13.7898 | 34.1316
1995-11-28 22:00 | 246.8364 | 141.9914 | 0 | 65.2728 | 17.1926 | 3.2322 | 155.2134 | 19.8579 | 0.6687 | 14.8367 | 27.5536
1995-11-28 23:00 | 242.4408 | 129.4548 | 0 | 70.2062 | 17.1926 | 3.2372 | 145.2323 | 19.7353 | 0.6687 | 13.7901 | 17.5739
1995-11-29 | 233.5018 | 123.8593 | 0 | 80.0263 | 17.1926 | 3.2416 | 152.4298 | 19.6523 | 0.6687 | 14.8442 | 13.5943
1995-11-29 01:00 | 225.3946 | 115.9539 | 0 | 78.5058 | 17.1926 | 3.2371 | 143.6639 | 19.5903 | 0.69085 | 14.831 | 12.9811
1995-11-29 02:00 | 226.3242 | 111.641 | 0 | 79.9718 | 17.1926 | 3.2398 | 146.7896 | 19.5489 | 0.70768 | 14.8307 | 7.5966
1995-11-29 03:00 | 222.7341 | 108.7907 | 0 | 65.7017 | 17.1926 | 3.2208 | 140.0648 | 19.54 | 0.75198 | 14.8438 | 7.1426
1995-11-29 04:00 | 225.2764 | 105.3663 | 0 | 56.6205 | 17.1926 | 3.2213 | 139.2787 | 19.5795 | 0.77413 | 14.8354 | 5.579
1995-11-29 05:00 | 228.2943 | 106.0078 | 0.13664 | 55.3326 | 17.1926 | 3.2217 | 138.1022 | 19.6499 | 0.77413 | 14.8337 | 7.5491
1995-11-29 06:00 | 229.6312 | 106.7875 | 2.2596 | 61.331 | 17.1926 | 3.2218 | 138.5265 | 19.8786 | 0.77413 | 14.8396 | 10.9849
1995-11-29 07:00 | 234.1759 | 109.4369 | 21.7564 | 83.9845 | 17.1926 | 3.2217 | 144.0639 | 20.105 | 0.77413 | 14.8521 | 16.8041
1995-11-29 08:00 | 228.0556 | 110.6632 | 118.0022 | 61.3645 | 17.1926 | 3.2256 | 156.8163 | 20.1731 | 0.77413 | 14.441 | 8.1699
1995-11-29 09:00 | 219.3301 | 113.6214 | 230.0592 | 57.378 | 17.1926 | 3.2251 | 137.0951 | 20.1565 | 0.7983 | 12.4958 | 1.9094
1995-11-29 10:00 | 194.7403 | 113.2522 | 324.2263 | 47.8352 | 17.1926 | 3.2204 | 135.777 | 20.1589 | 0.7983 | 11.2601 | 0.099401
1995-11-29 11:00 | 200.8581 | 108.1499 | 353.8955 | 64.3914 | 17.1926 | 3.22 | 114.1382 | 20.1439 | 0.7983 | 10.6682 | 1.0067
1995-11-29 12:00 | 179.9595 | 97.8806 | 370.0104 | 45.1564 | 17.1926 | 3.2206 | 135.7703 | 20.1593 | 0.77615 | 10.6856 | 0
1995-11-29 13:00 | 201.0745 | 97.8494 | 294.3506 | 52.9469 | 17.1926 | 3.2215 | 147.5643 | 20.1955 | 0.77615 | 10.7472 | 3.3359
1995-11-29 14:00 | 207.2319 | 94.2141 | 199.6421 | 62.8259 | 17.1926 | 3.2248 | 173.4559 | 20.1673 | 0.79706 | 11.29 | 8.3388
1995-11-29 15:00 | 224.5987 | 94.539 | 90.7037 | 65.3134 | 17.1926 | 3.2321 | 187.5149 | 20.1252 | 0.77491 | 13.5841 | 26.0129
1995-11-29 16:00 | 241.1987 | 95.0114 | 14.6857 | 84.946 | 17.1926 | 3.2353 | 174.7951 | 20.1418 | 0.77491 | 14.8328 | 40.4379
1995-11-29 17:00 | 252.1915 | 100.6559 | 0 | 68.6765 | 17.1926 | 3.2385 | 148.6866 | 20.2001 | 0.77491 | 14.8219 | 30.365
1995-11-29 18:00 | 257.5982 | 105.284 | 0 | 67.5686 | 18.7926 | 3.2407 | 164.0709 | 20.2046 | 0.77491 | 14.8284 | 15.6708
1995-11-29 19:00 | 258.2762 | 111.6601 | 0 | 64.2268 | 18.7926 | 3.2462 | 156.6169 | 20.2066 | 0.77491 | 14.8377 | 13.348
1995-11-29 20:00 | 259.2155 | 112.3783 | 0 | 65.8263 | 18.7926 | 3.2484 | 159.8431 | 20.1529 | 1.4957 | 14.8389 | 10.0145
1995-11-29 21:00 | 260.0029 | 109.8285 | 0 | 64.1736 | 18.7926 | 3.2362 | 157.7014 | 20.0954 | 1.4736 | 14.8399 | 10.8353
1995-11-29 22:00 | 262.7912 | 107.6485 | 0 | 65.3041 | 18.7926 | 3.2379 | 159.9699 | 19.9338 | 0.76959 | 14.8273 | 7.6745
1995-11-29 23:00 | 267.714 | 108.5528 | 0 | 60.9984 | 18.7926 | 3.2393 | 148.0296 | 19.8563 | 0.74868 | 14.8369 | 7.6622
1995-11-30 | 267.6108 | 110.1191 | 0 | 79.0134 | 17.1926 | 3.2407 | 152.0893 | 19.7913 | 0.74868 | 14.8329 | 4.9559
1995-11-30 01:00 | 271.3137 | 114.6907 | 0 | 65.7316 | 17.1926 | 3.2422 | 145.4649 | 19.7112 | 0.74868 | 14.8203 | 3.0865
1995-11-30 02:00 | 271.5191 | 115.765 | 0 | 66.2314 | 17.1926 | 3.2436 | 144.2735 | 19.4487 | 0.74868 | 14.82 | 0.76183
1995-11-30 03:00 | 276.722 | 120.7689 | 0 | 59.5533 | 17.1926 | 3.2419 | 137.495 | 19.5341 | 0.74868 | 14.8325 | 1.2049
1995-11-30 04:00 | 272.7739 | 121.3564 | 0 | 52.7078 | 17.1926 | 3.2207 | 131.1687 | 19.596 | 0.74744 | 14.6372 | 1.0074
1995-11-30 05:00 | 273.3251 | 122.6316 | 0.13891 | 45.9988 | 17.1926 | 3.218 | 130.5857 | 19.6568 | 0.74744 | 14.1798 | 1.0225
1995-11-30 06:00 | 268.4634 | 123.1969 | 2.2394 | 48.9918 | 17.1926 | 3.2163 | 138.1157 | 19.8773 | 0.74744 | 14.1854 | 0.38399
1995-11-30 07:00 | 267.6515 | 130.6117 | 16.3708 | 73.0765 | 17.1926 | 3.215 | 153.5354 | 20.0953 | 0.73061 | 14.5986 | 25.0253
1995-11-30 08:00 | 263.9119 | 134.2229 | 93.9881 | 59.6434 | 17.1926 | 3.215 | 139.1956 | 20.0822 | 0.73061 | 14.1979 | 8.2704
1995-11-30 09:00 | 233.7941 | 141.7823 | 217.7885 | 50.8224 | 17.1926 | 3.2157 | 124.568 | 20.1223 | 0.74744 | 14.1347 | 0.063384
1995-11-30 10:00 | 210.7227 | 140.9748 | 322.189 | 53.3738 | 9.4754 | 3.2149 | 110.8687 | 20.1775 | 0.74744 | 8.8393 | 0.054774
1995-11-30 11:00 | 203.4639 | 140.2846 | 367.3897 | 38.445 | 4.7732 | 3.2145 | 114.1835 | 20.1122 | 0.74744 | 8.8137 | 0.082607
1995-11-30 12:00 | 194.87 | 144.9822 | 376.7466 | 46.4014 | 5.1024 | 3.2156 | 101.2574 | 20.0858 | 0.76959 | 8.0392 | 0.28473
1995-11-30 13:00 | 196.8497 | 147.5399 | 334.0433 | 42.1663 | 8.2271 | 3.2165 | 108.8199 | 20.1052 | 0.76959 | 8.0441 | 0.19795
1995-11-30 14:00 | 210.0856 | 153.517 | 231.7566 | 60.1001 | 17.1926 | 3.2201 | 126.9076 | 20.1657 | 0.76959 | 8.8139 | 0.54722
1995-11-30 15:00 | 225.0174 | 159.8714 | 100.6986 | 57.8804 | 17.1926 | 3.2204 | 161.907 | 20.2095 | 0.79174 | 14.1835 | 7.5929
1995-11-30 16:00 | 254.0761 | 167.6602 | 16.8104 | 64.1302 | 17.1926 | 3.2337 | 162.8251 | 20.2362 | 0.79174 | 14.6446 | 11.9251
1995-11-30 17:00 | 268.8416 | 171.5171 | 0 | 72.241 | 17.1926 | 3.2291 | 162.4418 | 20.1222 | 0.79174 | 14.6342 | 3.7136
1995-11-30 18:00 | 273.3953 | 173.306 | 0 | 68.6879 | 17.1926 | 3.2143 | 155.2538 | 20.2149 | 0.79174 | 14.6404 | 12.2452
1995-11-30 19:00 | 267.1817 | 172.9411 | 0 | 60.8647 | 17.1926 | 3.2142 | 156.6015 | 20.2115 | 0.79174 | 14.6494 | 12.3334
1995-11-30 20:00 | 266.5054 | 171.3755 | 0 | 75.3699 | 17.1926 | 3.2148 | 153.3411 | 20.2049 | 0.79174 | 14.0457 | 12.7768
1995-11-30 21:00 | 260.0802 | 167.1495 | 0 | 77.7601 | 17.1926 | 3.1857 | 154.7559 | 20.0004 | 0.79174 | 13.8591 | 11.3187
1995-11-30 22:00 | 232.7573 | 149.518 | 0 | 78.7053 | 17.1926 | 3.186 | 163.8417 | 19.9351 | 0.76959 | 14.686 | 13.7595
1995-11-30 23:00 | 233.1875 | 154.5529 | 0 | 71.4431 | 17.1926 | 3.1857 | 151.5173 | 19.8287 | 0.79051 | 14.1983 | 6.7297
1995-12-01 | 236.3916 | 158.7819 | 0 | 93.31 | 17.1926 | 3.2403 | 185.821 | 19.4891 | 0.79051 | 14.3013 | 7.0485
1995-12-01 01:00 | 232.5679 | 160.9178 | 0 | 78.2134 | 17.1926 | 3.2245 | 180.4543 | 19.3732 | 0.79051 | 14.1785 | 4.6494
1995-12-01 02:00 | 229.9568 | 169.7729 | 0 | 67.3007 | 17.1926 | 3.2367 | 174.538 | 19.3389 | 0.79051 | 14.1781 | 9.3131
1995-12-01 03:00 | 225.9365 | 170.7142 | 0 | 70.7 | 17.1926 | 3.236 | 169.7907 | 19.4446 | 0.79051 | 14.193 | 4.2547
1995-12-01 04:00 | 223.6214 | 166.3471 | 0 | 65.7742 | 17.1926 | 3.2341 | 163.9345 | 19.4185 | 0.81266 | 14.1834 | 2.0074
1995-12-01 05:00 | 221.4174 | 159.924 | 0.1502 | 60.1017 | 17.1926 | 3.2309 | 160.6328 | 19.5271 | 0.81266 | 14.1816 | 7.2433
1995-12-01 06:00 | 217.9302 | 153.7674 | 1.0427 | 59.6457 | 17.1926 | 3.2275 | 162.6072 | 19.7409 | 0.81266 | 14.1883 | 1.7325
1995-12-01 07:00 | 218.5498 | 153.8895 | 13.9738 | 83.7088 | 17.1926 | 3.2223 | 169.2576 | 19.8871 | 0.82949 | 14.146 | 8.8202
1995-12-01 08:00 | 212.1941 | 157.4956 | 121.2511 | 56.3203 | 17.1926 | 3.2153 | 158.6701 | 19.9546 | 0.81266 | 14.1467 | 5.4683
1995-12-01 09:00 | 186.4908 | 156.9573 | 269.9812 | 43.2324 | 17.1926 | 3.2057 | 156.6462 | 19.9584 | 0.79174 | 14.1387 | 0
1995-12-01 10:00 | 154.8154 | 147.4593 | 382.4357 | 42.4052 | 17.1926 | 3.1946 | 163.6399 | 20.0263 | 0.79174 | 14.1469 | 0.24729
1995-12-01 11:00 | 140.3472 | 147.647 | 440.6448 | 42.3144 | 17.1926 | 3.1851 | 154.757 | 19.976 | 0.77083 | 14.1164 | 0
1995-12-01 12:00 | 138.2605 | 143.811 | 444.8961 | 40.8691 | 17.1926 | 3.1809 | 152.0618 | 19.9618 | 0.77083 | 12.4962 | 0
1995-12-01 13:00 | 144.152 | 138.9166 | 384.6733 | 41.983 | 17.1926 | 3.1788 | 152.4553 | 20.0013 | 0.74868 | 14.1984 | 0
1995-12-01 14:00 | 158.6755 | 136.9185 | 259.2898 | 47.8984 | 17.7434 | 3.1837 | 165.7793 | 20.0457 | 0.74868 | 14.1732 | 0.10967
1995-12-01 15:00 | 174.4542 | 137.4508 | 108.5792 | 64.9598 | 18.7926 | 3.1909 | 184.427 | 20.1416 | 0.74868 | 14.1862 | 5.8039
1995-12-01 16:00 | 191.0502 | 138.0652 | 26.3629 | 77.2891 | 18.7926 | 3.1977 | 180.1332 | 20.2338 | 1.3903 | 14.7051 | 18.4199
1995-12-01 17:00 | 201.1259 | 144.1729 | 0 | 70.1126 | 18.7926 | 3.2041 | 173.1552 | 20.145 | 1.3903 | 14.1802 | 16.3322
1995-12-01 18:00 | 203.6498 | 143.8583 | 0 | 73.0402 | 18.7926 | 3.2087 | 173.0043 | 20.1042 | 1.3903 | 16.7 | 9.7726
1995-12-01 19:00 | 199.7681 | 137.8547 | 0 | 62.439 | 18.7926 | 3.2037 | 174.4117 | 20.0722 | 1.3903 | 18.4442 | 22.793
1995-12-01 20:00 | 192.1539 | 131.2053 | 0 | 64.5627 | 18.7926 | 3.207 | 176.686 | 20.072 | 1.3903 | 21.4233 | 19.8298
1995-12-01 21:00 | 181.7087 | 116.0315 | 0 | 78.3558 | 18.7926 | 3.209 | 174.9966 | 19.8933 | 1.4125 | 21.5182 | 13.5971
1995-12-01 22:00 | 162.2538 | 98.8183 | 0 | 67.8472 | 18.7926 | 3.2108 | 176.1271 | 19.7974 | 1.4346 | 21.5779 | 25.2888
1995-12-01 23:00 | 158.7572 | 93.931 | 0 | 65.4042 | 18.7926 | 3.2117 | 169.3545 | 19.704 | 1.4346 | 21.6107 | 26.0385
1995-12-02 | 153.6734 | 93.6258 | 0 | 65.9418 | 18.7926 | 3.2122 | 169.4857 | 19.5292 | 1.3916 | 19.3668 | 31.5431
1995-12-02 01:00 | 152.5591 | 91.0186 | 0 | 67.9311 | 18.7926 | 3.2125 | 168.3888 | 19.4658 | 1.3916 | 19.8104 | 20.0435
1995-12-02 02:00 | 148.1242 | 87.1417 | 0 | 67.9647 | 18.7926 | 3.2125 | 166.7873 | 19.4298 | 1.3916 | 20.0174 | 15.2123
1995-12-02 03:00 | 142.3904 | 78.9146 | 0 | 63.337 | 18.7926 | 3.2111 | 166.1118 | 19.5217 | 1.3916 | 19.0184 | 15.7145
1995-12-02 04:00 | 135.9847 | 76.2528 | 0 | 58.5521 | 18.7926 | 3.2085 | 165.4945 | 19.564 | 1.3916 | 19.7196 | 15.2509
1995-12-02 05:00 | 130.8654 | 76.5752 | 0.14546 | 51.7932 | 18.7926 | 3.2049 | 163.9737 | 19.5704 | 1.3916 | 20.944 | 3.2026
1995-12-02 06:00 | 123.7479 | 83.5621 | 1.7035 | 51.3338 | 18.7926 | 3.2013 | 160.9496 | 19.8536 | 1.3916 | 21.258 | 13.4041
1995-12-02 07:00 | 116.6918 | 85.1926 | 20.5083 | 64.5305 | 18.7926 | 3.1968 | 169.9658 | 20.082 | 1.3748 | 21.5108 | 22.4505
1995-12-02 08:00 | 108.3333 | 82.8819 | 116.6034 | 58.8946 | 18.7926 | 3.1916 | 161.6214 | 20.1356 | 1.3694 | 21.0454 | 13.5273
1995-12-02 09:00 | 93.8577 | 83.4644 | 245.1101 | 50.3599 | 18.7926 | 3.1852 | 135.1539 | 20.0941 | 1.5255 | 19.3995 | 0.89445
1995-12-02 10:00 | 75.5085 | 83.1931 | 337.6927 | 45.1137 | 18.7926 | 3.1786 | 133.6681 | 20.0942 | 1.5255 | 18.1627 | 0.25941
1995-12-02 11:00 | 67.2682 | 80.7861 | 383.3218 | 44.2371 | 18.7926 | 3.153 | 135.3557 | 20.1207 | 1.5296 | 18.1396 | 0.77541
1995-12-02 12:00 | 64.1455 | 76.2359 | 373.4434 | 46.6056 | 18.7926 | 3.1566 | 138.981 | 20.1815 | 1.5296 | 18.1545 | 2.7057
1995-12-02 13:00 | 64.9036 | 74.842 | 310.5957 | 50.5657 | 18.7926 | 3.1618 | 151.5156 | 20.1704 | 1.5518 | 18.1589 | 6.8715
1995-12-02 14:00 | 68.7266 | 81.3322 | 208.9243 | 52.998 | 18.7926 | 3.1712 | 168.1766 | 20.2075 | 1.5518 | 18.1963 | 12.7356
1995-12-02 15:00 | 78.9966 | 89.8614 | 100.042 | 57.003 | 18.7926 | 3.1803 | 172.217 | 20.2123 | 1.5308 | 21.742 | 13.2287
1995-12-02 16:00 | 91.988 | 90.0138 | 31.2475 | 87.7854 | 18.7926 | 3.1903 | 181.1534 | 20.2862 | 1.5087 | 21.7469 | 18.6004
1995-12-02 17:00 | 102.5943 | 87.6087 | 0 | 67.3614 | 18.7926 | 3.186 | 182.4115 | 20.2936 | 1.5087 | 21.7375 | 11.0874
1995-12-02 18:00 | 107.639 | 92.0722 | 0 | 62.1551 | 18.7926 | 3.1696 | 180.585 | 20.2227 | 1.5087 | 21.5076 | 18.4086
1995-12-02 19:00 | 105.536 | 92.3991 | 0 | 61.7338 | 18.7926 | 3.167 | 181.2368 | 20.2188 | 1.4919 | 21.7512 | 23.7776
1995-12-02 20:00 | 102.2975 | 87.8576 | 0 | 62.1898 | 18.7926 | 3.1674 | 186.1797 | 20.2343 | 1.4919 | 21.7522 | 26.0574
1995-12-02 21:00 | 102.9729 | 87.8446 | 0 | 68.4169 | 18.7926 | 3.1684 | 190.3669 | 20.1233 | 1.4919 | 21.753 | 14.2753
1995-12-02 22:00 | 107.7472 | 96.1106 | 0 | 67.5077 | 18.7926 | 3.1705 | 192.9912 | 20.0367 | 1.4919 | 21.7422 | 8.571
1995-12-02 23:00 | 112.0899 | 98.1376 | 0 | 63.9071 | 18.7926 | 3.1721 | 197.0434 | 19.8835 | 1.4919 | 21.1488 | 5.52
1995-12-03 | 118.4794 | 100.4409 | 0 | 93.1316 | 18.7926 | 3.1514 | 142.2107 | 19.6072 | 1.5349 | 16.0971 | 20.333
1995-12-03 01:00 | 122.6523 | 95.9188 | 0 | 96.6123 | 18.7926 | 3.1516 | 128.9341 | 19.512 | 1.4961 | 17.5693 | 12.7771
1995-12-03 02:00 | 132.125 | 100.1044 | 0 | 80.9386 | 18.7926 | 3.1846 | 123.6461 | 19.4666 | 1.4961 | 17.3541 | 12.5042
1995-12-03 03:00 | 140.7883 | 106.2788 | 0 | 73.7891 | 18.7926 | 3.1833 | 125.4909 | 19.4954 | 1.4961 | 15.8321 | 3.1103
1995-12-03 04:00 | 148.8629 | 111.7615 | 0 | 71.7776 | 18.7926 | 3.162 | 122.753 | 19.7715 | 1.474 | 15.1087 | 4.6672
1995-12-03 05:00 | 155.0114 | 117.964 | 0.12805 | 75.9008 | 18.7926 | 3.1596 | 117.9565 | 19.7483 | 1.474 | 15.1544 | 19.36
1995-12-03 06:00 | 164.7046 | 121.6153 | 1.277 | 75.8317 | 18.7926 | 3.1568 | 118.1776 | 20.0444 | 1.337 | 11.4772 | 39.3701
1995-12-03 07:00 | 173.1719 | 123.758 | 12.8297 | 80.4423 | 18.7926 | 3.1521 | 126.6521 | 20.2552 | 1.3538 | 13.1287 | 27.8204
1995-12-03 08:00 | 175.035 | 126.497 | 80.9644 | 86.3136 | 18.7926 | 3.1453 | 118.5653 | 20.3603 | 1.3538 | 13.1292 | 12.2926
1995-12-03 09:00 | 166.0132 | 130.2586 | 182.1483 | 65.653 | 18.7926 | 3.1574 | 116.1458 | 20.329 | 1.4149 | 10.2398 | 2.0903
1995-12-03 10:00 | 147.9298 | 129.8252 | 271.3266 | 63.6525 | 18.7926 | 3.1499 | 117.7183 | 20.2832 | 1.4149 | 10.2466 | 0.34483
1995-12-03 11:00 | 137.2367 | 129.1949 | 331.7714 | 61.6975 | 18.7926 | 3.1466 | 116.6939 | 20.282 | 1.3928 | 10.2216 | 0.57165
1995-12-03 12:00 | 148.5473 | 131.2667 | 315.0751 | 62.2749 | 18.7926 | 3.1483 | 116.8899 | 20.2695 | 1.3928 | 10.1962 | 0.86773
1995-12-03 13:00 | 157.8087 | 132.9609 | 261.1282 | 70.1331 | 18.7926 | 3.1389 | 115.9988 | 20.2518 | 1.3928 | 10.2425 | 3.4726
1995-12-03 14:00 | 170.8379 | 134.7028 | 184.4087 | 78.2347 | 18.7926 | 3.1411 | 115.3978 | 20.2871 | 1.3477 | 10.2318 | 9.223
1995-12-03 15:00 | 186.7564 | 139.0212 | 94.8536 | 70.1485 | 18.7926 | 3.1441 | 124.0446 | 20.3364 | 1.3686 | 11.8871 | 13.0066
1995-12-03 16:00 | 205.2372 | 143.8509 | 30.7722 | 86.6119 | 18.7926 | 3.1518 | 115.2735 | 20.3661 | 1.3908 | 11.8923 | 37.9108
1995-12-03 17:00 | 223.0696 | 150.4328 | 0 | 80.6805 | 18.7926 | 3.1538 | 117.6169 | 20.3824 | 1.3908 | 13.1251 | 36.6972
1995-12-03 18:00 | 236.18 | 155.8301 | 0 | 82.5833 | 18.7926 | 3.1498 | 118.9785 | 20.296 | 1.3908 | 13.1312 | 33.9585
1995-12-03 19:00 | 244.764 | 157.833 | 0 | 73.5238 | 18.7926 | 3.1611 | 119.5349 | 20.2917 | 1.4076 | 12.3017 | 30.3968
1995-12-03 20:00 | 251.9167 | 159.1871 | 0 | 67.9984 | 18.7926 | 3.1636 | 118.4558 | 20.2833 | 1.4076 | 12.0511 | 27.0053
1995-12-03 21:00 | 257.2127 | 162.6453 | 0 | 69.9788 | 18.7926 | 3.1662 | 117.803 | 20.1618 | 1.3282 | 12.0519 | 20.4591
1995-12-03 22:00 | 270.4749 | 171.4794 | 0 | 69.2223 | 18.7926 | 3.17 | 119.0166 | 20.0319 | 0.74562 | 12.0402 | 11.7478
1995-12-03 23:00 | 274.7928 | 181.8758 | 0 | 72.5972 | 18.7926 | 3.1738 | 113.0187 | 19.9451 | 0.70664 | 10.4177 | 9.0607
1995-12-04 | 282.3545 | 188.7709 | 0 | 95.1296 | 18.7926 | 3.1762 | 97.9901 | 19.8279 | 0.33207 | 0.87801 | 1.4894
1995-12-04 01:00 | 291.9101 | 193.4918 | 0 | 88.09 | 18.7926 | 1.5862 | 94.4619 | 19.7033 | 0.37088 | 0.8617 | 0.047228
1995-12-04 02:00 | 308.515 | 193.2439 | 0 | 79.8306 | 18.7926 | 2.5332 | 84.7025 | 19.6457 | 0.37088 | 0.86133 | 0.77292
1995-12-04 03:00 | 325.7109 | 191.6806 | 0 | 73.2498 | 18.7926 | 1.5858 | 82.2801 | 19.6399 | 0.37088 | 0.87749 | 0.050094
1995-12-04 04:00 | 339.2813 | 192.0846 | 0 | 66.9808 | 18.7926 | 1.6077 | 78.1922 | 19.6679 | 0.37088 | 0.86709 | 0.79537
1995-12-04 05:00 | 352.649 | 195.4965 | 0.045378 | 56.8275 | 17.41 | 1.6064 | 65.2141 | 19.7027 | 0.34873 | 0.30008 | 3.6512
1995-12-04 06:00 | 363.9804 | 201.4463 | 0.56704 | 72.8738 | 17.41 | 1.5964 | 89.0019 | 19.7854 | 0.34873 | 0.87234 | 8.8372
1995-12-04 07:00 | 371.1589 | 208.3648 | 12.1019 | 79.4797 | 17.41 | 1.5968 | 90.5093 | 19.8592 | 0.46654 | 0.88775 | 14.4634
1995-12-04 08:00 | 373.0785 | 213.4384 | 92.1405 | 84.3177 | 17.41 | 1.5982 | 87.7052 | 19.9588 | 0.46654 | 3.1485 | 3.0468
1995-12-04 09:00 | 363.7367 | 217.4402 | 216.9008 | 73.0753 | 17.41 | 1.599 | 92.0916 | 20.0105 | 0.34873 | 0.87982 | 1.5288
1995-12-04 10:00 | 337.9243 | 223.1728 | 311.6143 | 71.0741 | 17.41 | 3.2114 | 90.5894 | 19.9719 | 0.34873 | 2.9395 | 1.7719
1995-12-04 11:00 | 339.8595 | 220.2911 | 345.2909 | 73.5575 | 17.41 | 3.2135 | 90.401 | 19.9448 | 0.37088 | 0.85564 | 1.2219
1995-12-04 12:00 | 354.2765 | 213.5709 | 335.6145 | 76.2857 | 17.41 | 3.2162 | 81.3003 | 19.9685 | 0.37088 | 3.137 | 0.23464
1995-12-04 13:00 | 399.9987 | 210.5826 | 259.3706 | 72.7794 | 17.41 | 1.6037 | 87.0827 | 19.9536 | 0.37088 | 3.1433 | 2.8365
1995-12-04 14:00 | 425.4636 | 216.1188 | 177.4904 | 80.7789 | 17.41 | 1.6042 | 88.5997 | 19.956 | 0.41596 | 0.85596 | 12.5857
1995-12-04 15:00 | 444.329 | 230.3011 | 80.3197 | 76.1071 | 17.41 | 1.592 | 88.8359 | 20.0122 | 0.41596 | 3.1298 | 18.1191
1995-12-04 16:00 | 460.4124 | 235.0562 | 18.9853 | 101.2668 | 17.41 | 1.6156 | 85.5017 | 20.0695 | 0.41596 | 0.87677 | 38.5247
1995-12-04 17:00 | 469.9453 | 236.1584 | 0 | 79.3952 | 17.41 | 1.6152 | 87.7955 | 20.1611 | 0.41596 | 0.86329 | 34.1851
1995-12-04 18:00 | 469.5505 | 235.7001 | 0 | 63.1192 | 17.41 | 1.5571 | 81.1919 | 20.1488 | 0.41596 | 0.87131 | 15.1855
1995-12-04 19:00 | 465.094 | 235.3378 | 0 | 60.7683 | 17.41 | 1.5569 | 70.7704 | 20.1636 | 0.41596 | 0.88292 | 11.3019
1995-12-04 20:00 | 462.4438 | 235.0505 | 0 | 61.4221 | 17.41 | 1.5577 | 68.587 | 20.071 | 0.41596 | 0.8844 | 10.2367
1995-12-04 21:00 | 459.3803 | 236.4279 | 0 | 60.6598 | 17.41 | 1.5581 | 64.5147 | 20.068 | 0.41596 | 0.88553 | 3.9542
1995-12-04 22:00 | 443.1155 | 232.3274 | 0 | 73.3724 | 17.41 | 1.5583 | 63.7463 | 19.9665 | 0.39646 | 0.87005 | 4.2707
1995-12-04 23:00 | 443.3835 | 232.2725 | 0 | 65.0263 | 17.41 | 1.5654 | 64.1181 | 19.8686 | 0.39646 | 0.87253 | 1.8393
1995-12-05 | 446.8347 | 233.5055 | 0 | 58.8225 | 17.41 | 1.5686 | 61.2488 | 19.806 | 1.2968 | 2.1122 | 0.018341
1995-12-05 01:00 | 447.4603 | 235.0705 | 0 | 61.9392 | 17.41 | 1.5682 | 57.7269 | 19.7619 | 1.2801 | 2.1017 | 0.011922
1995-12-05 02:00 | 450.4859 | 234.0134 | 0 | 59.7552 | 17.41 | 1.5676 | 59.9072 | 19.7217 | 1.2801 | 1.2622 | 0.03385
1995-12-05 03:00 | 450.3176 | 229.6825 | 0 | 59.1884 | 16.0273 | 1.5661 | 57.2055 | 19.6386 | 1.297 | 0.86884 | 3.0846
1995-12-05 04:00 | 451.7011 | 223.7805 | 0 | 56.6786 | 16.0273 | 1.564 | 59.4883 | 19.6756 | 1.2781 | 0.86216 | 2.1795
1995-12-05 05:00 | 449.8733 | 232.1243 | 0.014497 | 55.704 | 16.0273 | 1.5615 | 53.2027 | 19.6883 | 1.3003 | 0.86055 | 0
1995-12-05 06:00 | 443.2293 | 243.0734 | 2.044 | 56.2407 | 16.0273 | 1.56 | 54.891 | 19.6866 | 1.3212 | 2.1082 | 0.38545
1995-12-05 07:00 | 434.0073 | 246.2619 | 17.6592 | 71.681 | 16.0273 | 1.5272 | 58.4542 | 19.6782 | 1.3212 | 2.1181 | 0.36932
1995-12-05 08:00 | 422.3555 | 245.4252 | 111.5446 | 67.3552 | 16.0273 | 1.5366 | 52.1403 | 19.7692 | 1.3433 | 2.1186 | 0.37544
1995-12-05 09:00 | 397.3834 | 242.8474 | 247.611 | 52.6856 | 16.0273 | 1.5378 | 33.981 | 19.7523 | 1.3433 | 0.87003 | 0.055215
1995-12-05 10:00 | 357.915 | 241.7751 | 359.5414 | 54.7185 | 16.0273 | 1.5345 | 27.7778 | 19.6906 | 1.3433 | 0.82927 | 0
1995-12-05 11:00 | 331.2266 | 236.0565 | 421.4321 | 48.4715 | 16.0273 | 1.5364 | 25.9752 | 19.69 | 1.3433 | 0.24295 | 0
1995-12-05 12:00 | 332.454 | 227.5438 | 400.6081 | 56.1603 | 16.0273 | 1.5383 | 26.7821 | 19.767 | 1.3433 | 0.25671 | 0
1995-12-05 13:00 | 354.3627 | 225.5709 | 303.8982 | 56.045 | 16.0273 | 1.5385 | 34.556 | 19.7591 | 1.3811 | 0.26076 | 0.57525
1995-12-05 14:00 | 355.8324 | 223.1146 | 205.0494 | 61.3201 | 16.0273 | 1.5446 | 44.4896 | 19.7644 | 1.3811 | 0.59245 | 0.61145
1995-12-05 15:00 | 364.5387 | 224.8319 | 86.034 | 62.1412 | 16.0273 | 1.5446 | 67.5556 | 19.7818 | 1.3811 | 0.48648 | 5.7276
1995-12-05 16:00 | 360.7915 | 226.351 | 22.7572 | 69.8428 | 16.0273 | 1.5442 | 82.642 | 19.8858 | 1.3811 | 2.0645 | 9.4312
1995-12-05 17:00 | 354.4689 | 228.1215 | 0 | 64.4267 | 16.0273 | 1.5442 | 80.2967 | 19.9827 | 1.338 | 2.0559 | 3.7082
1995-12-05 18:00 | 349.758 | 228.451 | 0 | 67.8099 | 16.0273 | 1.5349 | 82.7463 | 19.9622 | 1.4953 | 2.061 | 3.8316
1995-12-05 19:00 | 346.6415 | 227.0541 | 0 | 63.1863 | 16.0273 | 1.5351 | 86.9926 | 19.9978 | 1.4953 | 2.0685 | 2.1948
1995-12-05 20:00 | 336.2904 | 222.9102 | 0 | 65.2063 | 16.0273 | 1.5361 | 101.3263 | 20.0018 | 1.4953 | 2.0694 | 0.79027
1995-12-05 21:00 | 326.7718 | 215.6759 | 0 | 63.7626 | 16.0273 | 1.5364 | 102.8865 | 19.9604 | 1.4953 | 4.5462 | 7.4113
1995-12-05 22:00 | 296.7833 | 214.2468 | 0 | 70.6244 | 16.0273 | 1.537 | 101.4006 | 19.8373 | 1.5122 | 4.5362 | 11.2135
1995-12-05 23:00 | 295.5616 | 216.5564 | 0 | 62.8966 | 16.0273 | 1.537 | 99.4274 | 19.7814 | 1.3717 | 4.5406 | 12.5166
1995-12-06 | 296.4711 | 216.0485 | 0 | 74.6289 | 16.0273 | 1.5368 | 157.9297 | 19.7203 | 1.0248 | 5.0579 | 4.9468
1995-12-06 01:00 | 299.8949 | 213.3121 | 0 | 64.2699 | 16.0273 | 1.5364 | 140.0765 | 19.8208 | 1.0414 | 4.5862 | 0.18714
1995-12-06 02:00 | 300.8272 | 211.307 | 0 | 57.0635 | 16.0273 | 1.5357 | 139.2754 | 19.7461 | 1.0414 | 4.586 | 14.5898
1995-12-06 03:00 | 298.9641 | 209.364 | 0 | 65.8317 | 16.0273 | 1.548 | 131.4543 | 19.8328 | 0.94643 | 4.5377 | 8.775
1995-12-06 04:00 | 300.4522 | 205.6578 | 0 | 71.6981 | 16.0273 | 1.5541 | 111.4977 | 19.9082 | 0.96528 | 4.5254 | 0
1995-12-06 05:00 | 298.1082 | 206.0642 | 0.017368 | 55.9719 | 16.0273 | 1.5514 | 126.1617 | 19.875 | 0.96528 | 4.5254 | 0
1995-12-06 06:00 | 299.3745 | 205.1291 | 1.2415 | 62.3238 | 16.0273 | 1.5497 | 134.6734 | 20.1074 | 0.98478 | 4.5351 | 0.0010501
1995-12-06 07:00 | 297.9212 | 205.6831 | 10.1993 | 73.0033 | 16.0273 | 1.5485 | 127.5033 | 20.3407 | 0.98478 | 5.1915 | 17.3329
1995-12-06 08:00 | 293.077 | 203.0237 | 91.9615 | 73.1801 | 16.0273 | 1.5578 | 117.5931 | 20.4329 | 0.96263 | 4.5433 | 9.3606
1995-12-06 09:00 | 281.79 | 198.9435 | 224.7199 | 56.5822 | 16.0273 | 1.5587 | 102.5099 | 20.4313 | 0.96263 | 4.5389 | 0.14849
1995-12-06 10:00 | 251.4143 | 193.2905 | 324.4832 | 59.3111 | 16.0273 | 1.5604 | 113.0585 | 20.3939 | 0.96263 | 4.5434 | 1.336
1995-12-06 11:00 | 241.999 | 190.6586 | 373.1171 | 58.9476 | 16.0273 | 1.5622 | 101.5626 | 20.3785 | 0.96263 | 4.5266 | 0.13794
1995-12-06 12:00 | 245.5368 | 185.4557 | 354.6482 | 58.1487 | 16.0273 | 1.5639 | 101.8055 | 20.3455 | 0.96263 | 4.9193 | 0.61911
1995-12-06 13:00 | 257.8075 | 183.4762 | 291.4838 | 59.4742 | 16.0273 | 1.583 | 102.9646 | 20.4483 | 0.94048 | 6.4334 | 2.771
1995-12-06 14:00 | 275.4592 | 189.6738 | 184.2901 | 66.684 | 16.0273 | 1.584 | 115.5115 | 20.4129 | 0.94048 | 8.1575 | 5.3488
1995-12-06 15:00 | 291.9786 | 195.1917 | 70.312 | 68.1491 | 16.0273 | 1.5838 | 132.8121 | 20.4574 | 0.94048 | 4.9908 | 3.7973
1995-12-06 16:00 | 300.4847 | 201.7263 | 8.7854 | 66.6128 | 16.0273 | 1.5829 | 160.5811 | 20.538 | 0.94048 | 6.8087 | 11.3787
1995-12-06 17:00 | 311.0546 | 208.0544 | 0 | 62.6123 | 16.0273 | 1.5827 | 132.9767 | 20.5925 | 0.96263 | 8.8383 | 4.7368
1995-12-06 18:00 | 321.1225 | 208.7678 | 0 | 65.8925 | 16.0273 | 1.6055 | 142.5116 | 20.554 | 0.96263 | 7.9892 | 7.0282
1995-12-06 19:00 | 325.4732 | 204.4242 | 0 | 67.4195 | 16.0273 | 1.6065 | 123.7589 | 20.4993 | 0.96263 | 7.3187 | 8.2744
1995-12-06 20:00 | 325.7455 | 199.5671 | 0 | 63.0734 | 16.0273 | 1.6074 | 137.8498 | 20.4363 | 0.94048 | 6.522 | 4.7109
1995-12-06 21:00 | 328.4203 | 191.3025 | 0 | 63.0511 | 16.0273 | 1.6075 | 154.4004 | 20.3563 | 0.94048 | 6.3606 | 0.97754
1995-12-06 22:00 | 309.2635 | 174.9207 | 0 | 66.704 | 16.0273 | 1.608 | 170.6514 | 20.2702 | 0.94048 | 6.3703 | 3.5599
1995-12-06 23:00 | 312.4237 | 173.4421 | 0 | 61.8909 | 16.0273 | 1.6245 | 167.1162 | 20.1627 | 1.12 | 5.4157 | 5.8666
1995-12-07 | 309.0553 | 173.2164 | 0 | 75.1616 | 16.0273 | 1.624 | 195.9145 | 20.0929 | 1.01 | 13.2518 | 0.55641
1995-12-07 01:00 | 307.1222 | 169.6272 | 0 | 67.287 | 16.0273 | 1.6232 | 197.2206 | 19.9283 | 0.99424 | 13.2427 | 0.9112
1995-12-07 02:00 | 306.6983 | 165.2299 | 0 | 57.1177 | 16.0273 | 1.6221 | 197.1453 | 19.8764 | 0.99424 | 13.2425 | 2.7031
1995-12-07 03:00 | 305.093 | 163.5257 | 0 | 59.0806 | 16.0273 | 1.6199 | 189.7604 | 19.8493 | 1.0892 | 13.2515 | 1.1183
1995-12-07 04:00 | 299.7128 | 163.2673 | 0 | 50.3109 | 16.0273 | 1.6171 | 178.4287 | 19.8593 | 1.1309 | 13.2457 | 0.14629
1995-12-07 05:00 | 296.4443 | 161.0521 | 0.0054142 | 52.2897 | 16.0273 | 1.6138 | 172.4307 | 20.0102 | 1.1309 | 13.2446 | 0.17428
1995-12-07 06:00 | 292.6899 | 158.9654 | 0.68827 | 51.5059 | 16.0273 | 1.6118 | 181.6951 | 20.0722 | 1.1309 | 13.2486 | 0.80073
1995-12-07 07:00 | 291.8858 | 157.8105 | 9.399 | 69.8099 | 16.0273 | 1.6104 | 202.1621 | 20.2082 | 1.1309 | 13.4445 | 17.4412
1995-12-07 08:00 | 287.6813 | 154.7615 | 69.4761 | 59.3314 | 16.0273 | 1.5978 | 196.2136 | 20.2077 | 1.153 | 13.2576 | 22.6587
1995-12-07 09:00 | 273.5047 | 150.7525 | 199.8781 | 56.8485 | 16.0273 | 1.5607 | 160.7519 | 20.2109 | 1.153 | 13.2528 | 0.78961
1995-12-07 10:00 | 250.6382 | 153.4512 | 297.8214 | 50.1301 | 16.0273 | 1.5624 | 147.5659 | 20.1541 | 1.153 | 13.2477 | 1.2295
1995-12-07 11:00 | 236.9054 | 151.9037 | 339.356 | 50.254 | 16.0273 | 1.583 | 144.5159 | 20.1054 | 1.058 | 13.2289 | 0
1995-12-07 12:00 | 226.474 | 146.1749 | 324.8256 | 53.1207 | 16.0273 | 1.5626 | 146.6881 | 20.142 | 1.058 | 13.3587 | 0
1995-12-07 13:00 | 225.6964 | 139.4361 | 262.3516 | 53.881 | 16.0273 | 1.5626 | 152.736 | 20.1381 | 1.2172 | 13.6337 | 0.20104
1995-12-07 14:00 | 231.3279 | 133.416 | 159.4194 | 57.8495 | 16.0273 | 1.5638 | 167.4581 | 20.1421 | 1.2731 | 15.77 | 1.8077
1995-12-07 15:00 | 238.7593 | 127.5489 | 50.4567 | 65.4528 | 16.0273 | 1.5635 | 190.0277 | 20.2294 | 1.4217 | 17.2694 | 38.7252
1995-12-07 16:00 | 244.5483 | 124.1754 | 8.8974 | 71.0482 | 16.0273 | 1.5719 | 199.9679 | 20.2966 | 1.4217 | 17.4717 | 57.1299
1995-12-07 17:00 | 247.8591 | 123.7709 | 0 | 61.8132 | 16.0273 | 1.608 | 200.1591 | 20.3034 | 1.4426 | 18.2987 | 19.436
1995-12-07 18:00 | 249.7996 | 122.687 | 0 | 65.9266 | 16.0273 | 1.6077 | 185.8435 | 20.3414 | 1.4426 | 18.4818 | 34.5751
1995-12-07 19:00 | 248.2398 | 123.957 | 0 | 61.6725 | 16.0273 | 1.613 | 182.4492 | 20.3092 | 1.3975 | 19.4327 | 34.1369
1995-12-07 20:00 | 242.8417 | 127.1557 | 0 | 65.3721 | 16.0273 | 1.6 | 189.4292 | 20.2928 | 1.4197 | 17.7839 | 43.6235
1995-12-07 21:00 | 234.6462 | 127.1712 | 0 | 64.1823 | 16.0273 | 1.6004 | 199.3364 | 20.3177 | 1.2623 | 18.3971 | 24.0318
1995-12-07 22:00 | 223.6306 | 125.5909 | 0 | 65.7633 | 16.0273 | 1.6011 | 196.6864 | 20.1725 | 1.2623 | 14.8864 | 35.7869
1995-12-07 23:00 | 217.5233 | 121.3589 | 0 | 66.2926 | 16.0273 | 1.6011 | 183.0759 | 20.0566 | 1.2792 | 16.2012 | 22.6147
1995-12-08 | 213.6027 | 117.0826 | 0 | 93.4027 | 16.0273 | 1.6007 | 181.6769 | 19.9092 | 1.2792 | 15.9977 | 5.4492
1995-12-08 01:00 | 208.1291 | 114.0395 | 0 | 78.8804 | 16.0273 | 1.6001 | 178.8636 | 19.9044 | 1.3001 | 15.4139 | 6.1307
1995-12-08 02:00 | 207.1326 | 107.7514 | 0 | 72.3548 | 16.0273 | 1.5992 | 172.3574 | 19.8757 | 1.3169 | 14.9077 | 5.8589
1995-12-08 03:00 | 207.1955 | 107.3791 | 0 | 65.0208 | 16.0273 | 1.5971 | 169.4975 | 19.8888 | 1.3169 | 13.5347 | 6.9461
1995-12-08 04:00 | 211.8644 | 110.639 | 0 | 55.4593 | 16.0273 | 1.6078 | 164.7266 | 19.8769 | 1.3169 | 13.1897 | 2.4855
1995-12-08 05:00 | 219.4323 | 117.445 | 0.00054288 | 58.4868 | 16.0273 | 1.6045 | 162.6374 | 19.8833 | 1.3169 | 13.0231 | 0.6982
1995-12-08 06:00 | 226.1142 | 121.6554 | 1.2408 | 51.2258 | 16.0273 | 1.6023 | 165.0156 | 20.0463 | 1.3169 | 13.0285 | 1.1019
1995-12-08 07:00 | 229.0764 | 122.6809 | 17.381 | 77.2128 | 16.0273 | 1.6007 | 170.5141 | 19.9753 | 1.296 | 13.5257 | 0.75877
1995-12-08 08:00 | 229.4081 | 119.4866 | 79.9267 | 52.2786 | 16.0273 | 1.604 | 164.7907 | 20.0939 | 1.1596 | 13.0406 | 0.30421
1995-12-08 09:00 | 217.6725 | 115.9283 | 201.99 | 45.6942 | 16.0273 | 2.1018 | 163.8227 | 20.0352 | 1.1596 | 13.0341 | 0.037647
1995-12-08 10:00 | 186.2528 | 113.0351 | 302.4799 | 50.6313 | 16.0273 | 3.1696 | 160.5086 | 20.0321 | 1.1596 | 13.0408 | 0
1995-12-08 11:00 | 165.2223 | 101.907 | 367.9023 | 46.4402 | 15.6562 | 3.144 | 159.7682 | 20.0364 | 0.75341 | 13.0201 | 0
1995-12-08 12:00 | 155.8568 | 92.0765 | 366.1964 | 45.6636 | 15.5553 | 3.1358 | 160.2447 | 20.0689 | 0.75341 | 13.0736 | 0
1995-12-08 13:00 | 160.3257 | 77.9456 | 300.9266 | 50.1124 | 15.3979 | 3.1494 | 162.2154 | 20.0358 | 0.77024 | 13.0783 | 1.3124
1995-12-08 14:00 | 179.0445 | 67.5892 | 195.3788 | 50.8762 | 14.4273 | 3.1745 | 166.5722 | 20.1198 | 0.79239 | 13.0578 | 1.8875
1995-12-08 15:00 | 207.9427 | 59.4586 | 68.1553 | 53.0779 | 14.4273 | 3.1961 | 183.0359 | 20.1659 | 0.77131 | 13.524 | 13.7788
1995-12-08 16:00 | 232.2241 | 57.0798 | 16.4065 | 77.8254 | 14.4273 | 3.2036 | 173.2248 | 20.225 | 0.77131 | 13.6578 | 19.0248
1995-12-08 17:00 | 242.2942 | 57.5439 | 0 | 61.5923 | 14.4273 | 3.2099 | 169.5452 | 20.2815 | 0.77131 | 13.5656 | 6.3479
1995-12-08 18:00 | 247.6379 | 63.9498 | 0 | 62.8047 | 14.4273 | 3.2039 | 172.4873 | 20.2716 | 0.76003 | 13.5716 | 7.2378
1995-12-08 19:00 | 244.2574 | 64.4677 | 0 | 55.8919 | 14.4273 | 3.2072 | 172.5297 | 20.2695 | 0.8051 | 13.5803 | 22.5733
1995-12-08 20:00 | 234.2297 | 66.8672 | 0 | 64.4315 | 14.4273 | 3.2134 | 175.1048 | 20.2525 | 0.8051 | 13.5349 | 8.4083
1995-12-08 21:00 | 231.8115 | 66.4701 | 0 | 61.3635 | 14.4273 | 3.2194 | 177.3189 | 20.191 | 0.8051 | 13.5357 | 12.2502
1995-12-08 22:00 | 224.8071 | 66.1072 | 0 | 53.8454 | 14.4273 | 3.2257 | 183.0268 | 20.2344 | 0.8051 | 13.5242 | 20.2707
1995-12-08 23:00 | 223.0631 | 63.4362 | 0 | 50.7332 | 14.4273 | 3.23 | 183.4961 | 19.9868 | 0.8051 | 13.5097 | 15.7456
1995-12-09 | 219.826 | 61.0136 | 0 | 70.2821 | 14.4273 | 3.2196 | 164.3113 | 19.9186 | 0.78295 | 13.5401 | 17.3123
1995-12-09 01:00 | 213.4275 | 57.4265 | 0 | 59.7168 | 14.4273 | 3.2194 | 164.7923 | 19.904 | 0.78295 | 13.5246 | 11.8675
1995-12-09 02:00 | 210.2368 | 58.3093 | 0 | 56.1869 | 14.4273 | 3.2178 | 163.3391 | 19.9142 | 0.78295 | 13.3322 | 4.6357
1995-12-09 03:00 | 210.263 | 61.7763 | 0 | 54.9499 | 14.4273 | 3.2145 | 157.6225 | 19.9076 | 0.78295 | 13.0838 | 3.5875
1995-12-09 04:00 | 209.7431 | 64.2181 | 0 | 52.9924 | 14.4273 | 3.2103 | 138.3544 | 19.9399 | 0.78295 | 13.0274 | 0.34575
1995-12-09 05:00 | 218.2943 | 68.3676 | 0 | 40.7149 | 14.4273 | 3.2061 | 128.8672 | 19.9444 | 0.7608 | 11.3856 | 0
1995-12-09 06:00 | 218.35 | 72.0447 | 1.3273 | 41.171 | 14.4273 | 3.2037 | 129.5612 | 20.2646 | 0.7608 | 12.3494 | 0.98961
1995-12-09 07:00 | 222.8388 | 75.8925 | 21.2697 | 53.3853 | 14.4273 | 3.203 | 139.2879 | 20.5102 | 0.78172 | 13.0471 | 5.1533
1995-12-09 08:00 | 216.4891 | 76.7955 | 115.8007 | 52.815 | 14.4273 | 3.1821 | 122.2463 | 20.5618 | 0.78172 | 11.4079 | 0.24743
1995-12-09 09:00 | 209.6388 | 76.3436 | 240.4625 | 37.9766 | 14.4273 | 3.1917 | 116.9624 | 20.5506 | 0.78172 | 10.1983 | 1.0608
1995-12-09 10:00 | 187.5879 | 75.2754 | 347.1904 | 39.1373 | 14.4273 | 3.1712 | 114.7201 | 20.5512 | 0.78172 | 10.2068 | 0.54147
1995-12-09 11:00 | 173.6322 | 71.148 | 412.6505 | 44.0519 | 14.4273 | 3.1512 | 111.0699 | 20.522 | 0.79855 | 10.1752 | 0.021636
1995-12-09 12:00 | 160.1937 | 68.4755 | 416.6801 | 40.1448 | 14.4273 | 3.1424 | 105.3084 | 20.539 | 0.79855 | 10.1956 | 1.1555
1995-12-09 13:00 | 165.7199 | 70.702 | 353.3492 | 40.7855 | 14.4273 | 3.1462 | 112.9243 | 20.4961 | 0.79855 | 10.2016 | 3.7464
1995-12-09 14:00 | 176.4217 | 73.9982 | 234.4891 | 44.3861 | 14.4273 | 3.1587 | 109.4861 | 20.553 | 0.79855 | 10.1755 | 21.8753
1995-12-09 15:00 | 195.472 | 79.4675 | 84.6212 | 54.9166 | 14.4273 | 3.1687 | 181.0933 | 20.5972 | 0.83629 | 10.1887 | 9.5659
1995-12-09 16:00 | 205.7328 | 82.6479 | 14.2188 | 54.4094 | 14.4273 | 3.174 | 142.6982 | 20.7326 | 0.83629 | 13.534 | 36.905
1995-12-09 17:00 | 220.2518 | 85.7518 | 0 | 49.3993 | 14.4273 | 3.1767 | 141.8807 | 20.6987 | 0.79729 | 13.0654 | 5.8131
1995-12-09 18:00 | 228.3172 | 88.7162 | 0 | 40.7289 | 14.4273 | 3.1588 | 137.6972 | 20.6367 | 0.84757 | 13.0733 | 29.7461
1995-12-09 19:00 | 231.1293 | 90.1608 | 0 | 50.3664 | 14.4273 | 3.1602 | 165.4841 | 20.6347 | 0.82666 | 13.0844 | 7.3772
1995-12-09 20:00 | 231.8969 | 91.1406 | 0 | 41.7156 | 14.4273 | 3.1625 | 178.108 | 20.5687 | 0.82666 | 13.739 | 6.3575
1995-12-09 21:00 | 227.5902 | 92.1866 | 0 | 54.052 | 14.4273 | 3.1639 | 159.5269 | 20.4395 | 0.78766 | 13.7401 | 2.3738
1995-12-09 22:00 | 205.414 | 96.6859 | 0 | 50.1328 | 14.4273 | 3.1657 | 176.9713 | 20.3199 | 0.76551 | 13.7253 | 11.992
1995-12-09 23:00 | 210.2023 | 101.4266 | 0 | 40.1302 | 14.4273 | 3.1667 | 177.1153 | 20.2535 | 0.74336 | 13.7328 | 2.2478
1995-12-10 | 223.6158 | 103.6362 | 0 | 59.8547 | 14.4273 | 3.1653 | 227.3166 | 20.2377 | 0.76551 | 13.6872 | 9.0948
1995-12-10 01:00 | 223.4534 | 105.3325 | 0 | 58.4218 | 14.4273 | 3.1666 | 189.3092 | 20.2134 | 0.60684 | 13.6744 | 7.5925
1995-12-10 02:00 | 225.3706 | 107.5229 | 0 | 52.3334 | 14.4273 | 3.1676 | 187.7702 | 20.2227 | 0.56254 | 13.6741 | 15.4819
1995-12-10 03:00 | 229.273 | 110.3909 | 0 | 51.0676 | 14.4273 | 3.1523 | 174.7277 | 20.2289 | 0.56254 | 13.6868 | 3.8016
1995-12-10 04:00 | 228.9372 | 115.7246 | 0 | 53.8913 | 14.4273 | 3.15 | 156.1843 | 20.3329 | 0.56254 | 13.6685 | 16.1987
1995-12-10 05:00 | 234.0776 | 122.3995 | 0 | 53.5333 | 14.4273 | 3.1463 | 156.8704 | 20.4309 | 0.57344 | 13.6669 | 12.3726
1995-12-10 06:00 | 241.2933 | 128.8512 | 1.8254 | 50.4196 | 14.4273 | 3.1414 | 203.7125 | 20.6897 | 0.61244 | 13.6726 | 20.1049
1995-12-10 07:00 | 246.7025 | 134.3746 | 23.3962 | 69.7675 | 16.0273 | 3.1334 | 180.7893 | 20.8719 | 0.61244 | 13.6847 | 32.8837
1995-12-10 08:00 | 250.0627 | 141.6397 | 127.3237 | 62.6382 | 16.0273 | 3.1226 | 176.5811 | 20.9638 | 0.61244 | 13.6853 | 7.2518
1995-12-10 09:00 | 246.5872 | 152.3155 | 255.6633 | 51.7955 | 16.0273 | 3.082 | 172.0831 | 21.0132 | 0.57144 | 13.6785 | 27.0589
1995-12-10 10:00 | 229.0995 | 158.731 | 361.5408 | 49.7266 | 16.0273 | 3.0712 | 170.2396 | 21.0275 | 0.57144 | 13.6855 | 7.1519
1995-12-10 11:00 | 226.5128 | 162.2138 | 409.191 | 48.8795 | 16.0273 | 3.0689 | 158.9669 | 21.0025 | 0.52838 | 13.6595 | 4.976
1995-12-10 12:00 | 211.9138 | 162.5963 | 423.9336 | 49.9725 | 16.0273 | 3.0922 | 144.6059 | 20.962 | 0.52838 | 13.6763 | 0.081441
1995-12-10 13:00 | 216.965 | 167.168 | 361.4629 | 53.5394 | 16.0273 | 3.0985 | 198.3144 | 20.9494 | 0.50888 | 13.3822 | 0.81556
1995-12-10 14:00 | 237.3859 | 168.5225 | 238.1736 | 53.466 | 16.0273 | 3.1039 | 148.9548 | 20.9797 | 0.50888 | 13.3607 | 8.7901
1995-12-10 15:00 | 248.846 | 172.3313 | 103.4581 | 48.6664 | 16.0273 | 3.11 | 156.7346 | 21.0239 | 0.50888 | 13.3817 | 52.2958
1995-12-10 16:00 | 264.5822 | 172.5055 | 19.0441 | 70.1405 | 16.0273 | 3.1051 | 165.4553 | 21.1186 | 0.50888 | 13.3687 | 43.7392
1995-12-10 17:00 | 279.6414 | 172.671 | 0 | 62.3532 | 16.0273 | 3.0954 | 180.3891 | 21.1283 | 0.48796 | 13.3687 | 23.5562
1995-12-10 18:00 | 288.8579 | 173.4329 | 0 | 55.9953 | 16.0273 | 3.0858 | 169.8243 | 21.0823 | 0.48796 | 13.3687 | 34.4105
1995-12-10 19:00 | 293.9071 | 173.6073 | 0 | 55.5493 | 16.0273 | 3.0829 | 164.7953 | 21.0407 | 0.50888 | 13.3687 | 38.0173
1995-12-10 20:00 | 298.9639 | 175.5474 | 0 | 50.8706 | 16.0273 | 2.8431 | 163.9864 | 21.0143 | 0.50888 | 13.3687 | 20.7759
1995-12-10 21:00 | 299.8747 | 175.9335 | 0 | 65.0789 | 16.0273 | 2.6377 | 159.2398 | 20.8645 | 0.50888 | 13.3687 | 14.154
1995-12-10 22:00 | 300.0149 | 173.3332 | 0 | 59.9214 | 16.0273 | 2.2792 | 151.0854 | 20.6835 | 0.51153 | 13.3687 | 14.1706
1995-12-10 23:00 | 298.6886 | 164.2701 | 0 | 50.262 | 16.0273 | 1.5501 | 154.7632 | 20.5345 | 0.51276 | 13.3687 | 8.9549
1995-12-11 | 295.6486 | 153.0056 | 0 | 77.1542 | 16.0273 | 3.0887 | 147.3367 | 20.4257 | 0.98157 | 13.6851 | 10.2159
1995-12-11 01:00 | 289.5269 | 146.348 | 0 | 65.6439 | 16.0273 | 3.1105 | 149.5733 | 20.276 | 0.99285 | 13.6737 | 2.2513
1995-12-11 02:00 | 286.0785 | 143.2886 | 0 | 58.6954 | 16.0273 | 3.0974 | 145.8385 | 20.2196 | 1.0371 | 13.6734 | 1.6852
1995-12-11 03:00 | 281.1161 | 140.6874 | 0 | 57.5647 | 16.0273 | 3.0931 | 145.312 | 20.1959 | 1.0371 | 13.6847 | 5.9158
1995-12-11 04:00 | 277.8623 | 130.4389 | 0 | 53.3901 | 16.0273 | 3.0916 | 146.8589 | 20.2652 | 1.0371 | 13.6774 | 10.8956
1995-12-11 05:00 | 281.916 | 119.4827 | 0 | 51.5019 | 17.41 | 3.0901 | 154.7015 | 20.3368 | 1.0484 | 13.676 | 5.8573
1995-12-11 06:00 | 283.801 | 113.1635 | 1.719 | 67.584 | 17.41 | 3.0904 | 163.9476 | 20.4494 | 1.0289 | 13.6811 | 16.4748
1995-12-11 07:00 | 280.6908 | 113.1589 | 23.5668 | 71.8244 | 17.41 | 3.0976 | 214.5393 | 20.5557 | 1.0289 | 13.6919 | 19.7041
1995-12-11 08:00 | 277.5242 | 114.472 | 120.7114 | 63.724 | 17.41 | 3.0991 | 231.9553 | 20.5608 | 1.0068 | 13.6925 | 7.0264
1995-12-11 09:00 | 269.4619 | 113.0408 | 244.14 | 56.9001 | 17.41 | 3.0937 | 174.921 | 20.4834 | 1.0478 | 13.6864 | 7.6424
1995-12-11 10:00 | 248.1645 | 102.2988 | 344.0664 | 47.1735 | 17.41 | 3.0811 | 165.21 | 20.4664 | 0.73308 | 13.6927 | 17.0692
1995-12-11 11:00 | 232.8029 | 94.2251 | 399.4212 | 63.458 | 17.41 | 3.0735 | 174.8145 | 20.3986 | 0.75523 | 13.6694 | 7.6148
1995-12-11 12:00 | 227.8652 | 86.0951 | 402.1985 | 52.3009 | 17.41 | 3.073 | 153.7568 | 20.4223 | 0.75523 | 13.6844 | 23.5746
1995-12-11 13:00 | 233.8342 | 85.403 | 338.0581 | 60.8342 | 17.41 | 3.0774 | 201.5678 | 20.4681 | 0.77473 | 13.6888 | 0.42559
1995-12-11 14:00 | 248.8853 | 83.3874 | 232.9449 | 50.9791 | 17.41 | 3.0819 | 170.0726 | 20.5071 | 0.73373 | 13.6696 | 5.4946
1995-12-11 15:00 | 267.0135 | 84.8209 | 111.6164 | 52.8103 | 17.41 | 3.0849 | 207.3822 | 20.6409 | 0.71282 | 13.6793 | 31.2274
1995-12-11 16:00 | 277.1864 | 86.7965 | 17.8542 | 76.3967 | 17.41 | 3.0913 | 174.3797 | 20.7044 | 0.72965 | 13.6859 | 46.3591
1995-12-11 17:00 | 287.9442 | 89.4423 | 0 | 65.3317 | 17.41 | 3.0894 | 207.0497 | 20.7131 | 0.76739 | 13.6765 | 32.9678
1995-12-11 18:00 | 293.2475 | 89.7805 | 0 | 66.7156 | 17.41 | 3.061 | 193.1814 | 20.7402 | 0.76739 | 13.6821 | 30.5345
1995-12-11 19:00 | 293.3189 | 89.0327 | 0 | 56.7008 | 17.41 | 3.0614 | 161.1793 | 20.7658 | 0.74524 | 13.3912 | 63.2018
1995-12-11 20:00 | 290.6017 | 87.1082 | 0 | 62.8114 | 17.41 | 3.0993 | 184.535 | 20.7202 | 0.74524 | 13.3923 | 25.6234
1995-12-11 21:00 | 285.0283 | 84.1106 | 0 | 63.3347 | 17.41 | 3.1021 | 168.6651 | 20.6492 | 0.74524 | 13.5581 | 41.0251
1995-12-11 22:00 | 270.8836 | 83.3711 | 0 | 77.2309 | 17.41 | 3.0779 | 174.2901 | 20.5903 | 0.74524 | 13.7377 | 27.9156
1995-12-11 23:00 | 268.8837 | 83.9676 | 0 | 65.7617 | 17.41 | 3.0796 | 176.4377 | 20.4424 | 0.74933 | 13.4556 | 29.6017
1995-12-12 | 269.5733 | 85.7586 | 0 | 73.531 | 15.81 | 1.554 | 153.7883 | 20.3494 | 0.74933 | 13.4506 | 9.7563
1995-12-12 01:00 | 270.2827 | 87.9648 | 0 | 74.9171 | 15.81 | 1.5533 | 151.7608 | 20.3033 | 0.74933 | 13.435 | 1.2267
1995-12-12 02:00 | 270.0504 | 90.974 | 0 | 71.4416 | 15.81 | 1.5523 | 149.4144 | 20.2342 | 0.74933 | 13.4346 | 0.71486
1995-12-12 03:00 | 268.9685 | 92.3112 | 0 | 66.6795 | 17.1926 | 1.5502 | 146.4032 | 20.2595 | 0.72718 | 13.4501 | 2.4401
1995-12-12 04:00 | 269.4753 | 93.1182 | 0 | 59.4008 | 17.1926 | 1.5473 | 138.6201 | 20.259 | 0.72718 | 13.4402 | 5.7884
1995-12-12 05:00 | 267.4898 | 94.8506 | 0 | 52.6909 | 17.1926 | 1.5441 | 140.5511 | 20.3017 | 0.72718 | 13.4382 | 6.2659
1995-12-12 06:00 | 273.0181 | 99.5097 | 1.9102 | 57.3595 | 17.1926 | 1.542 | 136.48 | 20.3983 | 0.74668 | 13.4452 | 7.9485
1995-12-12 07:00 | 279.2845 | 104.237 | 21.1554 | 70.9442 | 17.1926 | 1.5406 | 142.3372 | 20.457 | 0.74668 | 13.4599 | 31.785
1995-12-12 08:00 | 284.3968 | 106.7405 | 112.2716 | 58.6976 | 17.1926 | 1.5408 | 137.8023 | 20.4711 | 0.76883 | 11.1559 | 3.2285
1995-12-12 09:00 | 277.5556 | 108.0159 | 235.2886 | 54.0057 | 17.1926 | 1.542 | 130.883 | 20.4422 | 0.74668 | 11.0241 | 0.30338
1995-12-12 10:00 | 274.0845 | 110.855 | 336.3069 | 42.2172 | 17.1926 | 1.544 | 121.0783 | 20.4508 | 0.74668 | 9.7897 | 0
1995-12-12 11:00 | 264.3306 | 104.2159 | 383.8974 | 45.5271 | 17.1926 | 1.6099 | 117.3763 | 20.4199 | 0.76759 | 9.7577 | 0
1995-12-12 12:00 | 261.206 | 97.753 | 374.7608 | 47.6128 | 17.1926 | 3.0883 | 118.1195 | 20.4253 | 0.76759 | 10.0767 | 0
1995-12-12 13:00 | 265.538 | 99.3252 | 311.1445 | 49.0953 | 17.1926 | 3.0911 | 121.5198 | 20.4014 | 0.72859 | 9.5182 | 0.56213
1995-12-12 14:00 | 278.445 | 99.028 | 202.6382 | 53.0833 | 17.1926 | 3.0778 | 125.7791 | 20.4732 | 0.76959 | 10.057 | 8.2447
1995-12-12 15:00 | 300.0999 | 99.1795 | 93.7585 | 56.1312 | 17.1926 | 3.0848 | 137.1306 | 20.5163 | 0.76959 | 12.0275 | 10.2454
1995-12-12 16:00 | 320.7731 | 101.75 | 23.4355 | 69.0713 | 17.1926 | 3.0907 | 135.8199 | 20.6254 | 0.76959 | 13.2771 | 23.6796
1995-12-12 17:00 | 331.7017 | 101.6895 | 0 | 55.8803 | 17.1926 | 3.0976 | 142.4664 | 20.6714 | 0.76959 | 13.2642 | 25.921
1995-12-12 18:00 | 335.6637 | 100.0305 | 0 | 60.8694 | 17.1926 | 3.1028 | 134.0865 | 20.6583 | 0.76959 | 13.2719 | 17.1694
1995-12-12 19:00 | 335.4172 | 98.5284 | 0 | 56.5416 | 17.1926 | 3.1257 | 135.2307 | 20.6596 | 0.79174 | 13.283 | 15.5173
1995-12-12 20:00 | 327.9621 | 97.39 | 0 | 52.4069 | 17.1926 | 3.1775 | 145.9836 | 20.6527 | 0.79174 | 13.2844 | 12.3026
1995-12-12 21:00 | 321.1021 | 97.3903 | 0 | 60.7602 | 17.1926 | 3.1823 | 140.1144 | 20.5935 | 0.79174 | 11.3283 | 7.5268
1995-12-12 22:00 | 313.4123 | 98.2994 | 0 | 54.2003 | 17.1926 | 3.1872 | 139.1798 | 20.5207 | 0.79174 | 11.3135 | 10.2361
1995-12-12 23:00 | 305.6288 | 101.2338 | 0 | 54.4524 | 17.1926 | 3.191 | 133.825 | 20.3482 | 0.79191 | 11.3209 | 10.6599
1995-12-13 | 306.176 | 103.6863 | 0 | 82.4954 | 17.1926 | 3.1941 | 105.2848 | 20.2911 | 0.62361 | 9.5088 | 2.3898
1995-12-13 01:00 | 297.87 | 100.8682 | 0 | 75.7985 | 17.1926 | 3.1964 | 102.667 | 20.398 | 0.62361 | 9.4804 | 8.3133
1995-12-13 02:00 | 293.5705 | 96.7172 | 0 | 73.1673 | 17.1926 | 3.1981 | 102.5043 | 20.3228 | 0.62361 | 9.4801 | 1.7233
1995-12-13 03:00 | 286.6914 | 92.965 | 0 | 79.7392 | 17.1926 | 3.198 | 95.6476 | 20.2998 | 0.62484 | 9.4927 | 8.557
1995-12-13 04:00 | 288.2137 | 88.7914 | 0 | 60.0591 | 17.1926 | 3.1968 | 99.8855 | 20.3601 | 0.62484 | 9.4776 | 1.0675
1995-12-13 05:00 | 285.4385 | 90.8154 | 0 | 56.0842 | 17.1926 | 3.195 | 99.3348 | 20.3958 | 0.62484 | 9.4365 | 0.9499
1995-12-13 06:00 | 284.3595 | 99.8683 | 0.85951 | 63.0479 | 17.1926 | 3.1864 | 93.1791 | 20.6912 | 0.62484 | 9.4422 | 2.7178
1995-12-13 07:00 | 293.1937 | 103.5732 | 9.8272 | 73.3619 | 17.1926 | 3.1861 | 112.4177 | 20.9245 | 0.62484 | 9.4542 | 30.1269
1995-12-13 08:00 | 286.7144 | 100.39 | 86.4773 | 69.497 | 17.1926 | 3.1865 | 104.1844 | 20.9908 | 0.60393 | 9.4548 | 10.1032
1995-12-13 09:00 | 267.5683 | 95.3612 | 201.2022 | 61.5526 | 17.1926 | 3.1862 | 103.9207 | 20.9649 | 0.62608 | 9.448 | 0.36443
1995-12-13 10:00 | 260.1054 | 93.3995 | 285.6239 | 50.9129 | 17.1926 | 3.1853 | 103.1695 | 20.96 | 0.62608 | 9.455 | 7.0477
1995-12-13 11:00 | 236.2789 | 87.2487 | 345.7114 | 52.1544 | 17.1926 | 3.1851 | 89.4429 | 20.8812 | 0.62608 | 9.4291 | 0
1995-12-13 12:00 | 234.7403 | 86.9068 | 331.8674 | 55.8218 | 17.1926 | 3.1894 | 89.5265 | 20.9437 | 0.62608 | 9.4459 | 5.1437
1995-12-13 13:00 | 266.4949 | 84.7017 | 252.8122 | 60.1825 | 17.1926 | 3.1731 | 109.074 | 20.8888 | 0.62608 | 9.4508 | 5.5218
1995-12-13 14:00 | 266.0246 | 86.3601 | 190.6156 | 61.2288 | 17.1926 | 3.1761 | 109.9948 | 20.9529 | 0.62608 | 9.4294 | 17.2711
1995-12-13 15:00 | 292.4768 | 90.8434 | 101.2721 | 61.9753 | 17.1926 | 3.1802 | 105.0341 | 21.0398 | 0.62484 | 9.4402 | 19.5202
1995-12-13 16:00 | 318.7841 | 96.1574 | 32.1414 | 78.8135 | 17.1926 | 3.1813 | 102.1469 | 21.0891 | 0.62484 | 9.1466 | 33.0307
1995-12-13 17:00 | 339.5802 | 107.3445 | 0 | 56.7984 | 17.1926 | 3.1816 | 99.3812 | 21.06 | 0.44624 | 9.1361 | 24.1168
1995-12-13 18:00 | 355.0231 | 125.3076 | 0 | 55.0273 | 17.1926 | 3.1805 | 92.5437 | 21.0813 | 0.42409 | 9.1424 | 2.9611
1995-12-13 19:00 | 362.0928 | 141.3637 | 0 | 49.9781 | 17.1926 | 3.1807 | 86.4047 | 21.0209 | 0.42409 | 5.2801 | 19.4547
1995-12-13 20:00 | 377.1185 | 157.539 | 0 | 48.779 | 17.1926 | 3.1821 | 81.9953 | 20.9181 | 0.42409 | 0.29663 | 7.5982
1995-12-13 21:00 | 383.1898 | 172.7206 | 0 | 46.4461 | 17.1926 | 3.1834 | 71.2131 | 20.7854 | 0.42409 | 0.29751 | 7.7967
1995-12-13 22:00 | 389.9728 | 186.5472 | 0 | 55.373 | 17.1926 | 3.1856 | 48.5465 | 20.6994 | 0.42409 | 0.28542 | 4.7174
1995-12-13 23:00 | 394.3003 | 197.6459 | 0 | 53.3943 | 17.1926 | 3.1873 | 59.3965 | 20.507 | 0.13066 | 0.29604 | 2.2899
1995-12-14 | 414.2155 | 213.6765 | 0 | 35.4165 | 17.1926 | 3.1883 | 83.4778 | 20.4673 | 0.754 | 0.30756 | 8.5523
1995-12-14 01:00 | 424.9034 | 220.5404 | 0 | 36.6152 | 17.1926 | 3.1883 | 63.951 | 20.3757 | 0.71502 | 0.29463 | 15.6072
1995-12-14 02:00 | 431.1588 | 229.1653 | 0 | 30.5029 | 17.1926 | 3.1876 | 63.9364 | 20.4406 | 0.69287 | 0.29434 | 1.0737
1995-12-14 03:00 | 437.6118 | 238.0559 | 0 | 30.3139 | 17.1926 | 3.1855 | 56.4584 | 20.3535 | 0.69163 | 0.30715 | 0.958
1995-12-14 04:00 | 440.1722 | 238.3506 | 0 | 23.8227 | 17.1926 | 3.1828 | 48.0786 | 20.3741 | 0.44798 | 0.29891 | 2.4319
1995-12-14 05:00 | 444.2028 | 241.3619 | 0 | 19.1037 | 17.1926 | 1.7293 | 46.9032 | 20.411 | 0.36405 | 0.25079 | 1.7075
1995-12-14 06:00 | 449.4447 | 238.85 | 0.44009 | 22.0032 | 17.1926 | 1.9878 | 50.1259 | 20.658 | 0.65063 | 0.25654 | 0.84426
1995-12-14 07:00 | 454.6888 | 235.1445 | 13.5881 | 40.822 | 17.1926 | 3.1799 | 66.9167 | 20.9444 | 0.65063 | 0.31528 | 15.8031
1995-12-14 08:00 | 445.6852 | 231.4716 | 77.0813 | 31.6968 | 17.1926 | 3.1809 | 66.2384 | 20.9096 | 0.65063 | 0.31586 | 6.5008
1995-12-14 09:00 | 430.5381 | 228.3282 | 195.5649 | 26.377 | 17.1926 | 3.1797 | 52.7118 | 21.0458 | 0.5195 | 0.26247 | 0.31512
1995-12-14 10:00 | 396.82 | 223.8311 | 301.0681 | 24.2349 | 17.1926 | 3.2071 | 48.6371 | 20.9404 | 0.42381 | 0.26958 | 0.27327
1995-12-14 11:00 | 391.238 | 214.6476 | 345.6411 | 23.786 | 17.1926 | 3.2025 | 47.1553 | 20.9675 | 0.42381 | 0.2433 | 0.14404
1995-12-14 12:00 | 384.9552 | 206.3574 | 337.0017 | 23.0416 | 17.1926 | 3.2046 | 46.8555 | 21.0222 | 0.42381 | 0.26026 | 0.69927
1995-12-14 13:00 | 382.9374 | 199.3185 | 287.1685 | 26.0866 | 17.1926 | 3.2063 | 55.4836 | 21.0338 | 0.44064 | 0.26525 | 3.2026
1995-12-14 14:00 | 403.1667 | 193.4625 | 177.7449 | 32.4999 | 17.1926 | 3.2125 | 76.8112 | 20.9922 | 0.68429 | 0.30005 | 3.407
1995-12-14 15:00 | 389.8611 | 189.8871 | 94.3618 | 49.9059 | 17.1926 | 3.2182 | 86.5408 | 21.1221 | 0.70644 | 8.4646 | 18.243
1995-12-14 16:00 | 394.5327 | 189.7642 | 30.8319 | 53.3162 | 17.1926 | 3.2224 | 83.7852 | 21.1647 | 0.70644 | 8.4702 | 26.9734
1995-12-14 17:00 | 398.2529 | 187.1253 | 0 | 40.2245 | 17.1926 | 3.2446 | 88.5944 | 21.1609 | 0.70644 | 6.7162 | 9.5864
1995-12-14 18:00 | 395.2827 | 183.5054 | 0 | 42.086 | 17.1926 | 3.2469 | 85.5953 | 21.0626 | 0.70644 | 9.0308 | 16.8462
1995-12-14 19:00 | 389.9753 | 180.4556 | 0 | 43.6945 | 17.1926 | 3.2495 | 83.921 | 21.0507 | 0.70644 | 9.04 | 15.0544
1995-12-14 20:00 | 377.2023 | 178.3679 | 0 | 52.0375 | 17.1926 | 3.2813 | 95.5601 | 21.0002 | 0.70644 | 9.0412 | 11.9529
1995-12-14 21:00 | 373.5443 | 175.6974 | 0 | 43.6799 | 17.1926 | 3.2871 | 89.8874 | 20.825 | 0.70644 | 9.0421 | 15.5492
1995-12-14 22:00 | 358.2168 | 182.012 | 0 | 49.2078 | 17.1926 | 3.3019 | 85.4387 | 20.5149 | 0.70644 | 8.7308 | 18.0273
1995-12-14 23:00 | 360.2939 | 175.7955 | 0 | 40.7785 | 17.1926 | 3.3211 | 85.1778 | 20.3895 | 0.70644 | 7.1313 | 14.989
1995-12-15 | 359.4031 | 168.3282 | 0 | 54.4306 | 17.1926 | 3.3219 | 97.5423 | 20.3561 | 0.70644 | 9.5234 | 5.9424
1995-12-15 01:00 | 354.1297 | 162.5313 | 0 | 47.0302 | 17.1926 | 3.3221 | 95.0112 | 20.223 | 0.72451 | 7.8717 | 5.8967
1995-12-15 02:00 | 350.6783 | 158.0874 | 0 | 42.6887 | 17.1926 | 3.322 | 94.366 | 20.1541 | 0.74666 | 7.8714 | 4.4424
1995-12-15 03:00 | 350.5182 | 154.8276 | 0 | 40.3423 | 17.1926 | 3.3087 | 93.5556 | 20.1586 | 0.76881 | 7.8281 | 1.4201
1995-12-15 04:00 | 349.5701 | 151.5986 | 0 | 24.0386 | 17.1926 | 3.307 | 90.4488 | 20.2223 | 0.76881 | 9.516 | 2.2774
1995-12-15 05:00 | 342.5985 | 149.3015 | 0 | 30.3418 | 17.1926 | 3.299 | 89.5995 | 20.2771 | 0.80981 | 7.8634 | 1.3199
1995-12-15 06:00 | 333.5371 | 148.1816 | 0.91777 | 32.9856 | 18.1256 | 3.2979 | 89.4483 | 20.4978 | 0.79298 | 7.8128 | 1.5797
1995-12-15 07:00 | 327.0991 | 147.7262 | 18.6271 | 42.3435 | 18.7926 | 3.2935 | 90.7463 | 20.6051 | 0.77083 | 7.8253 | 3.875
1995-12-15 08:00 | 316.6986 | 146.5825 | 74.7986 | 35.6594 | 18.7926 | 3.2945 | 91.1142 | 20.7163 | 0.79174 | 8.1263 | 4.0759
1995-12-15 09:00 | 295.8472 | 144.8609 | 196.542 | 31.392 | 18.7926 | 3.2962 | 83.824 | 20.7543 | 0.79174 | 7.8189 | 0.091885
1995-12-15 10:00 | 254.7276 | 145.1068 | 297.9803 | 28.5044 | 18.7926 | 3.2951 | 75.9952 | 20.7548 | 0.79174 | 6.5928 | 0.65618
1995-12-15 11:00 | 227.5477 | 147.4856 | 354.3667 | 27.6237 | 18.7926 | 3.2798 | 75.2419 | 20.7137 | 0.63898 | 8.1961 | 0.41706
1995-12-15 12:00 | 213.0525 | 148.611 | 352.2461 | 29.8906 | 18.7926 | 3.2787 | 75.2837 | 20.7007 | 0.63898 | 6.5736 | 1.2315
1995-12-15 13:00 | 209.6867 | 146.6925 | 283.8859 | 30.1949 | 18.7926 | 3.2809 | 77.2676 | 20.596 | 0.63898 | 6.9629 | 2.9288
1995-12-15 14:00 | 222.3971 | 148.3173 | 163.0072 | 36.6539 | 18.7926 | 3.2892 | 87.9381 | 20.6501 | 0.94908 | 8.1564 | 15.2298
1995-12-15 15:00 | 245.8951 | 149.5778 | 40.5025 | 41.3956 | 18.7926 | 3.2944 | 112.5145 | 20.721 | 0.93225 | 8.1773 | 43.0014
1995-12-15 16:00 | 262.2942 | 147.0463 | 5.1105 | 44.622 | 18.7926 | 3.2948 | 113.1189 | 20.857 | 0.91558 | 8.183 | 41.5782
1995-12-15 17:00 | 268.2267 | 145.4797 | 0 | 42.3427 | 18.7926 | 3.2953 | 101.4395 | 20.761 | 0.7361 | 8.172 | 18.8499
1995-12-15 18:00 | 268.2346 | 138.5432 | 0 | 42.4431 | 17.3072 | 3.2954 | 113.4591 | 20.7705 | 0.74142 | 8.1785 | 16.553
1995-12-15 19:00 | 268.6685 | 134.7472 | 0 | 46.7127 | 17.1926 | 3.2962 | 108.1126 | 20.7335 | 0.74142 | 8.188 | 28.6204
1995-12-15 20:00 | 271.707 | 127.3899 | 0 | 32.4033 | 17.1926 | 3.2976 | 116.9554 | 20.6877 | 0.74142 | 8.1892 | 34.1453
1995-12-15 21:00 | 268.9456 | 123.8805 | 0 | 29.3952 | 17.1926 | 3.2984 | 129.4906 | 20.5784 | 0.74142 | 8.1901 | 24.9837
1995-12-15 22:00 | 277.7978 | 124.3446 | 0 | 31.236 | 17.1926 | 3.2995 | 130.1183 | 20.4047 | 0.72459 | 8.1775 | 16.4888
1995-12-15 23:00 | 277.3615 | 123.1199 | 0 | 37.4738 | 17.1926 | 3.2999 | 123.5616 | 20.2423 | 0.72459 | 8.1834 | 12.7047
1995-12-16 | 273.3661 | 127.9264 | 0 | 61.0298 | 17.1926 | 3.3002 | 149.1649 | 20.1221 | 0.72459 | 9.8199 | 25.2978
1995-12-16 01:00 | 266.4709 | 132.3776 | 0 | 48.8963 | 17.1926 | 3.2768 | 152.2473 | 19.981 | 0.7455 | 9.8092 | 14.7294
1995-12-16 02:00 | 269.2196 | 133.5336 | 0 | 45.0569 | 17.1926 | 3.2765 | 151.7249 | 20.024 | 0.7455 | 9.809 | 3.9452
1995-12-16 03:00 | 272.3102 | 135.1478 | 0 | 36.224 | 17.1926 | 3.2754 | 150.8408 | 19.907 | 0.72335 | 9.8195 | 6.5464
1995-12-16 04:00 | 275.3453 | 134.8095 | 0 | 32.3855 | 17.1926 | 3.2738 | 127.8164 | 19.9332 | 0.72335 | 9.8128 | 9.862
1995-12-16 05:00 | 285.7031 | 138.8625 | 0 | 27.0668 | 17.1926 | 3.2866 | 126.0616 | 20.0159 | 0.7012 | 9.8114 | 3.2194
1995-12-16 06:00 | 295.0826 | 141.994 | 0.90106 | 32.2065 | 17.1926 | 3.2856 | 125.7172 | 20.288 | 0.71803 | 9.8162 | 2.2786
1995-12-16 07:00 | 301.9936 | 146.2508 | 12.6261 | 36.3644 | 17.1926 | 3.2851 | 139.8222 | 20.3944 | 0.74018 | 9.8262 | 3.107
1995-12-16 08:00 | 305.3668 | 145.3151 | 55.7663 | 37.1856 | 17.1926 | 3.2858 | 121.0602 | 20.535 | 0.74018 | 9.7702 | 14.524
1995-12-16 09:00 | 299.3095 | 149.5511 | 151.1191 | 22.8517 | 17.1926 | 3.287 | 117.1804 | 20.5063 | 0.74018 | 9.7646 | 0
1995-12-16 10:00 | 277.5915 | 157.2447 | 241.6019 | 25.2598 | 17.1926 | 3.289 | 107.8826 | 20.5425 | 0.72352 | 9.7704 | 0.30212
1995-12-16 11:00 | 258.8948 | 157.3652 | 309.0055 | 25.7828 | 17.1926 | 3.2906 | 106.5806 | 20.5028 | 0.72352 | 8.5058 | 0.019312
1995-12-16 12:00 | 252.9942 | 156.5656 | 326.7276 | 23.9727 | 17.1926 | 3.2885 | 108.9321 | 20.5533 | 0.70137 | 8.5197 | 0
1995-12-16 13:00 | 254.8634 | 154.6063 | 268.8694 | 27.1251 | 17.1926 | 3.2906 | 112.5412 | 20.457 | 0.70137 | 7.9589 | 0
1995-12-16 14:00 | 276.7801 | 155.7275 | 165.5355 | 28.7536 | 17.1926 | 3.2943 | 115.3757 | 20.4967 | 0.70137 | 8.5625 | 6.4772
1995-12-16 15:00 | 299.9577 | 161.0217 | 58.3957 | 36.1082 | 17.1926 | 3.2946 | 129.5346 | 20.6433 | 0.7182 | 10.2724 | 9.653
1995-12-16 16:00 | 319.4321 | 165.373 | 19.2167 | 43.7376 | 17.1926 | 3.2983 | 152.4163 | 20.7076 | 0.73486 | 12.7613 | 5.2123
1995-12-16 17:00 | 316.6481 | 165.5115 | 0 | 43.0017 | 17.1926 | 3.2987 | 140.3194 | 20.7327 | 0.75701 | 12.2866 | 9.2658
1995-12-16 18:00 | 312.6129 | 163.5385 | 0 | 46.4848 | 17.1926 | 3.2986 | 146.0003 | 20.7121 | 0.77384 | 12.2353 | 7.0031
1995-12-16 19:00 | 304.6688 | 154.9684 | 0 | 46.0158 | 17.1926 | 3.2991 | 140.6235 | 20.6944 | 0.77384 | 12.4088 | 8.5333
1995-12-16 20:00 | 296.9136 | 143.8132 | 0 | 50.1429 | 17.1926 | 3.2967 | 145.5551 | 20.6612 | 0.77384 | 12.7 | 8.6836
1995-12-16 21:00 | 287.3296 | 132.2223 | 0 | 50.9698 | 17.1926 | 3.2915 | 148.6068 | 20.5251 | 0.77384 | 12.4586 | 10.2359
1995-12-16 22:00 | 265.3823 | 130.0863 | 0 | 46.8925 | 17.1926 | 3.2925 | 145.3462 | 20.3706 | 0.79067 | 12.7569 | 3.838
1995-12-16 23:00 | 254.2426 | 118.0949 | 0 | 48.3501 | 17.1926 | 3.2929 | 145.3272 | 20.2569 | 0.79067 | 13.5424 | 0
1995-12-17 | 255.7768 | 110.1866 | 0 | 82.3612 | 17.1926 | 3.2905 | 228.2186 | 20.1154 | 0.79067 | 13.5952 | 8.261
1995-12-17 01:00 | 248.9184 | 102.1953 | 0 | 58.5261 | 17.1926 | 3.2908 | 225.6675 | 20.0303 | 0.79067 | 13.4862 | 8.791
1995-12-17 02:00 | 246.4951 | 100.1356 | 0 | 70.7704 | 17.1926 | 3.2909 | 209.1105 | 20.0076 | 0.79067 | 13.4859 | 0.83201
1995-12-17 03:00 | 240.639 | 100.3295 | 0 | 73.8274 | 17.1926 | 3.2899 | 203.9359 | 20.0097 | 0.81282 | 13.4968 | 3.6687
1995-12-17 04:00 | 232.0544 | 98.5506 | 0 | 61.228 | 17.1926 | 3.2886 | 216.7704 | 20.0557 | 0.81282 | 13.4898 | 1.7528
1995-12-17 05:00 | 229.4654 | 92.5566 | 0 | 63.8294 | 17.1926 | 3.2875 | 189.4024 | 20.111 | 0.83497 | 13.4884 | 2.9788
1995-12-17 06:00 | 228.7874 | 85.3099 | 0.5952 | 71.4729 | 17.1926 | 3.2873 | 256.106 | 20.4613 | 0.83497 | 13.4933 | 17.1253
1995-12-17 07:00 | 237.2326 | 77.9886 | 15.1215 | 73.6964 | 17.1926 | 3.2909 | 263.5988 | 20.678 | 0.85714 | 14.6037 | 45.7912
1995-12-17 08:00 | 213.8031 | 70.8221 | 63.6294 | 74.6681 | 17.1926 | 3.2907 | 275.804 | 20.7277 | 0.85714 | 14.5626 | 14.1874
1995-12-17 09:00 | 222.8398 | 65.5062 | 176.708 | 70.143 | 17.1926 | 3.3198 | 240.4116 | 20.7356 | 0.84031 | 14.5567 | 5.9601
1995-12-17 10:00 | 187.4899 | 66.1125 | 281.6282 | 60.2511 | 17.1926 | 3.3179 | 294.1283 | 20.721 | 0.85698 | 14.5628 | 21.2201
1995-12-17 11:00 | 175.0992 | 60.49 | 347.709 | 64.7427 | 17.1926 | 3.2996 | 233.8009 | 20.7289 | 0.85698 | 14.5404 | 5.8332
1995-12-17 12:00 | 176.6377 | 56.7215 | 338.3968 | 55.4827 | 17.1926 | 3.2813 | 221.7819 | 20.7179 | 0.87913 | 14.6114 | 10.2417
1995-12-17 13:00 | 193.1633 | 54.5174 | 276.1902 | 70.3277 | 17.1926 | 3.1469 | 189.4172 | 20.7166 | 0.87913 | 14.6572 | 33.0746
1995-12-17 14:00 | 174.5907 | 53.4071 | 182.8494 | 66.7815 | 17.1926 | 3.1596 | 295.607 | 20.7837 | 0.86788 | 14.6253 | 24.3074
1995-12-17 15:00 | 184.4735 | 52.6162 | 73.6872 | 69.6983 | 17.1926 | 3.1694 | 262.6255 | 20.8471 | 0.85105 | 14.6481 | 41.9015
1995-12-17 16:00 | 177.978 | 51.941 | 24.1701 | 59.2308 | 17.1926 | 3.1809 | 274.0101 | 20.9173 | 0.85105 | 14.6112 | 50.7202
1995-12-17 17:00 | 183.8638 | 49.43 | 0 | 70.2237 | 17.1926 | 3.1745 | 268.3297 | 20.8966 | 0.85105 | 14.6437 | 39.7741
1995-12-17 18:00 | 185.1847 | 44.6637 | 0 | 77.9415 | 17.1926 | 3.1654 | 284.3895 | 20.8782 | 0.85105 | 14.6491 | 39.8098
1995-12-17 19:00 | 187.659 | 37.6981 | 0 | 84.534 | 17.1926 | 3.1597 | 270.6115 | 20.8354 | 0.85105 | 14.6569 | 23.1726
1995-12-17 20:00 | 192.2489 | 34.3797 | 0 | 67.9968 | 17.1926 | 3.1806 | 269.4565 | 20.8026 | 0.85105 | 14.6373 | 34.4509
1995-12-17 21:00 | 189.0411 | 34.4267 | 0 | 76.3326 | 17.1926 | 3.1794 | 278.5795 | 20.6705 | 0.85105 | 14.6171 | 30.5283
1995-12-17 22:00 | 199.2023 | 38.177 | 0 | 63.9018 | 17.1926 | 3.1802 | 273.5498 | 20.54 | 0.85105 | 14.6066 | 21.1488
1995-12-17 23:00 | 198.7616 | 40.0031 | 0 | 69.4 | 17.1926 | 3.1886 | 264.3166 | 20.4395 | 0.8289 | 14.6175 | 13.7128
1995-12-18 | 202.5919 | 42.7544 | 0 | 83.7658 | 18.7926 | 3.187 | 303.7896 | 20.2825 | 1.2787 | 14.6553 | 0.81709
1995-12-18 01:00 | 201.0594 | 44.5586 | 0 | 86.1641 | 18.7926 | 3.1849 | 279.6349 | 20.213 | 1.2787 | 14.6432 | 0.28873
1995-12-18 02:00 | 198.8544 | 46.5988 | 0 | 85.8926 | 18.7926 | 3.182 | 278.6846 | 20.168 | 1.2621 | 14.6429 | 3.542
1995-12-18 03:00 | 197.9747 | 47.5346 | 0 | 69.3027 | 18.7926 | 3.2043 | 265.9292 | 20.1401 | 1.2621 | 14.6444 | 4.0797
1995-12-18 04:00 | 197.5575 | 48.3484 | 0 | 85.5998 | 18.7926 | 3.1991 | 240.629 | 20.091 | 1.2621 | 14.6367 | 2.7788
1995-12-18 05:00 | 197.4027 | 49.5793 | 0 | 71.6592 | 18.7926 | 3.1934 | 244.549 | 20.1797 | 1.2621 | 14.6352 | 6.1636
1995-12-18 06:00 | 196.322 | 50.796 | 0.58045 | 74.8063 | 18.7926 | 3.1977 | 282.2149 | 20.2582 | 1.2621 | 14.6406 | 12.5001
1995-12-18 07:00 | 193.6914 | 49.4266 | 16.5968 | 81.068 | 18.7926 | 3.1984 | 302.2869 | 20.328 | 1.2789 | 14.652 | 39.9763
1995-12-18 08:00 | 190.0129 | 46.6461 | 74.0686 | 85.8428 | 18.7926 | 3.1951 | 302.5185 | 20.4199 | 1.2789 | 14.5961 | 14.2498
1995-12-18 09:00 | 183.903 | 44.0374 | 166.5777 | 98.2055 | 18.7926 | 3.1897 | 305.9431 | 20.3334 | 1.2957 | 14.5897 | 16.5762
1995-12-18 10:00 | 180.4698 | 37.3444 | 244.034 | 82 | 18.7926 | 3.1832 | 262.0939 | 20.2882 | 1.2957 | 14.5963 | 6.5532
1995-12-18 11:00 | 170.4043 | 39.4819 | 288.7486 | 80.4117 | 18.7926 | 3.1812 | 294.8692 | 20.2521 | 1.2957 | 14.5717 | 1.3211
1995-12-18 12:00 | 172.51 | 41.3745 | 284.6391 | 91.3019 | 18.7926 | 3.1866 | 262.818 | 20.2813 | 1.2957 | 14.5876 | 5.44
1995-12-18 13:00 | 172.242 | 50.4907 | 240.5152 | 87.0955 | 18.7926 | 3.1864 | 299.66 | 20.2507 | 1.2957 | 14.5923 | 27.8954
1995-12-18 14:00 | 185.7648 | 58.6454 | 161.8039 | 98.974 | 18.7926 | 3.1949 | 267.5638 | 20.284 | 1.307 | 14.572 | 5.7811
1995-12-18 15:00 | 189.2727 | 71.4262 | 78.9279 | 79.8723 | 18.7926 | 3.1983 | 291.978 | 20.3306 | 1.307 | 14.5822 | 24.8858
1995-12-18 16:00 | 190.1171 | 77.7552 | 20.2808 | 87.6805 | 18.7926 | 3.2021 | 283.7378 | 20.3974 | 1.2848 | 14.5874 | 38.0541
1995-12-18 17:00 | 193.9571 | 77.1357 | 0 | 78.5992 | 18.7926 | 3.2029 | 308.3535 | 20.5002 | 1.2848 | 14.5774 | 22.1128
1995-12-18 18:00 | 194.0705 | 76.9272 | 0 | 94.4586 | 18.7926 | 3.2015 | 289.0405 | 20.4219 | 1.2639 | 14.5834 | 16.7864
1995-12-18 19:00 | 192.974 | 77.8312 | 0 | 83.6462 | 18.7926 | 3.2025 | 300.8602 | 20.3558 | 1.2639 | 14.592 | 15.0048
1995-12-18 20:00 | 194.6689 | 74.2033 | 0 | 82.9528 | 18.7926 | 3.1996 | 292.5614 | 20.3235 | 1.2418 | 14.5931 | 19.3705
1995-12-18 21:00 | 193.9131 | 76.1295 | 0 | 80.5338 | 18.7926 | 3.1974 | 285.1772 | 20.2734 | 1.3745 | 14.5939 | 7.1527
1995-12-18 22:00 | 197.1877 | 86.981 | 0 | 83.7512 | 18.7926 | 3.1991 | 285.6031 | 20.1406 | 1.2726 | 14.5824 | 14.9637
1995-12-18 23:00 | 193.185 | 94.3939 | 0 | 73.2795 | 18.7926 | 3.1997 | 262.1618 | 19.9151 | 1.398 | 14.5948 | 7.2923
1995-12-19 | 192.9907 | 98.6133 | 0 | 88.5043 | 18.7926 | 3.1896 | 162.1434 | 19.611 | 1.5519 | 13.2297 | 4.9519
1995-12-19 01:00 | 194.6621 | 96.0968 | 0 | 73.734 | 18.7926 | 3.1906 | 158.0166 | 19.535 | 1.5076 | 13.2162 | 1.417
1995-12-19 02:00 | 191.416 | 101.5896 | 0 | 66.6907 | 18.7926 | 3.191 | 144.9237 | 19.3839 | 1.5243 | 13.2145 | 6.5328
1995-12-19 03:00 | 193.445 | 104.0684 | 0 | 71.7601 | 18.7926 | 3.1904 | 142.7009 | 19.4684 | 1.5243 | 13.2279 | 3.6362
1995-12-19 04:00 | 193.3494 | 97.8912 | 0 | 64.0831 | 18.7926 | 3.1885 | 145.8768 | 19.3642 | 1.5243 | 13.092 | 3.9094
1995-12-19 05:00 | 191.8949 | 94.9634 | 0 | 63.7073 | 18.7926 | 3.1855 | 136.492 | 19.403 | 1.5243 | 13.2176 | 4.8834
1995-12-19 06:00 | 192.7665 | 92.7726 | 0.14317 | 69.8367 | 18.7926 | 3.1821 | 141.8783 | 19.4217 | 1.5243 | 13.2236 | 4.926
1995-12-19 07:00 | 197.3835 | 93.2505 | 10.9627 | 81.3251 | 18.7926 | 3.1818 | 158.4438 | 19.4582 | 1.5243 | 13.2364 | 9.8593
1995-12-19 08:00 | 201.0189 | 91.4337 | 69.9405 | 84.6139 | 18.7926 | 3.177 | 146.8842 | 19.4852 | 0.74703 | 13.237 | 17.5439
1995-12-19 09:00 | 207.3533 | 88.2838 | 170.1484 | 75.6206 | 18.7926 | 3.1716 | 143.3939 | 19.4776 | 0.72529 | 11.2729 | 8.1355
1995-12-19 10:00 | 214.4605 | 91.3797 | 253.1314 | 65.619 | 17.1926 | 3.1668 | 133.3084 | 19.4822 | 0.72529 | 9.0203 | 3.3262
1995-12-19 11:00 | 213.6465 | 89.4496 | 294.2137 | 59.611 | 17.1926 | 3.1653 | 122.3436 | 19.5573 | 0.72529 | 8.9929 | 1.395
1995-12-19 12:00 | 216.8421 | 91.8014 | 298.9209 | 60.2524 | 17.1926 | 3.169 | 124.5817 | 19.4341 | 0.72529 | 9.0106 | 0.58541
1995-12-19 13:00 | 224.9471 | 92.8097 | 258.591 | 63.3408 | 17.1926 | 3.1675 | 120.4494 | 19.577 | 0.72529 | 9.0158 | 1.8447
1995-12-19 14:00 | 226.8326 | 95.1304 | 173.3139 | 70.1518 | 17.1926 | 3.1731 | 130.1399 | 19.5297 | 0.70438 | 11.3752 | 6.4627
1995-12-19 15:00 | 229.4796 | 103.3421 | 75.7402 | 78.6454 | 17.1926 | 3.1747 | 155.843 | 19.7227 | 0.70029 | 13.2229 | 16.6516
1995-12-19 16:00 | 232.6733 | 106.6194 | 9.9783 | 98.7475 | 17.1926 | 3.1783 | 161.6964 | 19.7539 | 0.71116 | 13.4898 | 22.1758
1995-12-19 17:00 | 236.8689 | 113.0167 | 0 | 73.1909 | 17.1926 | 3.1801 | 161.3523 | 19.7893 | 0.71116 | 12.9174 | 15.7044
1995-12-19 18:00 | 240.1169 | 122.1336 | 0 | 84.7156 | 17.1926 | 3.1793 | 162.5505 | 19.7499 | 0.73208 | 12.9091 | 8.253
1995-12-19 19:00 | 245.415 | 127.4079 | 0 | 77.7393 | 17.1926 | 3.1757 | 161.7153 | 19.7317 | 0.70993 | 12.9091 | 4.3768
1995-12-19 20:00 | 252.8214 | 137.7487 | 0 | 83.2655 | 17.1926 | 3.1763 | 161.9936 | 19.694 | 0.73208 | 12.9091 | 10.2816
1995-12-19 21:00 | 263.6526 | 145.2124 | 0 | 81.6771 | 17.1926 | 3.1737 | 161.8881 | 19.5781 | 0.75423 | 12.9091 | 1.0039
1995-12-19 22:00 | 286.6681 | 151.1132 | 0 | 74.6584 | 17.1926 | 3.1739 | 154.5891 | 19.5133 | 0.75423 | 12.9557 | 2.2418
1995-12-19 23:00 | 286.3095 | 151.3891 | 0 | 67.2056 | 17.1926 | 1.6217 | 154.1855 | 19.3819 | 0.75423 | 12.9557 | 9.5583
1995-12-20 | 287.9134 | 152.3644 | 0 | 83.14 | 18.7926 | 1.6214 | 149.7833 | 19.3554 | 1.3212 | 12.9734 | 1.6505
1995-12-20 01:00 | 290.0594 | 149.3606 | 0 | 77.5828 | 18.7926 | 1.621 | 144.403 | 19.3334 | 1.3655 | 12.7667 | 0.2811
1995-12-20 02:00 | 293.7198 | 147.8182 | 0 | 77.3391 | 18.7926 | 1.6203 | 140.4494 | 19.3204 | 1.3446 | 12.7664 | 0.76848
1995-12-20 03:00 | 293.9706 | 141.5835 | 0 | 67.6954 | 18.7926 | 1.619 | 143.409 | 19.3482 | 1.3446 | 11.1381 | 0.33917
1995-12-20 04:00 | 293.497 | 136.6806 | 0 | 70.4651 | 18.7926 | 1.6171 | 130.9881 | 19.3705 | 1.3446 | 11.1321 | 1.6781
1995-12-20 05:00 | 292.2136 | 137.9582 | 0 | 62.6079 | 18.7926 | 1.5669 | 125.7596 | 19.4887 | 1.3446 | 11.0835 | 0.73005
1995-12-20 06:00 | 293.867 | 142.4119 | 0.47151 | 66.8948 | 18.7926 | 1.5655 | 129.5308 | 19.7304 | 1.3225 | 12.6142 | 0.64101
1995-12-20 07:00 | 295.1065 | 133.0918 | 17.477 | 89.8744 | 18.7926 | 1.5645 | 153.2776 | 19.9118 | 1.3003 | 12.9817 | 10.4917
1995-12-20 08:00 | 291.0785 | 127.3564 | 95.9798 | 84.5474 | 18.7926 | 1.5742 | 141.9204 | 19.9629 | 1.2835 | 12.4419 | 0.58554
1995-12-20 09:00 | 280.1659 | 123.9489 | 214.4162 | 71.1593 | 18.7926 | 1.5748 | 106.686 | 19.9563 | 1.2613 | 10.9712 | 1.721
1995-12-20 10:00 | 253.3141 | 116.2206 | 325.3473 | 63.8467 | 18.7926 | 1.576 | 104.9497 | 19.9155 | 1.3563 | 10.9773 | 0
1995-12-20 11:00 | 241.3229 | 116.9476 | 385.6032 | 56.8998 | 18.7926 | 1.5772 | 96.7123 | 19.9516 | 1.3563 | 10.1626 | 16.4515
1995-12-20 12:00 | 238.4247 | 116.9752 | 383.4556 | 57.4282 | 18.7926 | 1.5785 | 94.0932 | 19.94 | 1.3563 | 8.9349 | 0.05004
1995-12-20 13:00 | 248.6607 | 116.2311 | 311.1635 | 62.2636 | 18.7926 | 1.5783 | 114.4082 | 19.9615 | 1.199 | 8.9394 | 0.72824
1995-12-20 14:00 | 256.4347 | 117.5434 | 198.512 | 65.1936 | 18.7926 | 1.5789 | 135.3931 | 19.9698 | 1.2199 | 10.9539 | 3
1995-12-20 15:00 | 256.5896 | 113.6312 | 77.8301 | 76.2259 | 18.7926 | 1.5788 | 136.8493 | 20.0524 | 1.1405 | 11.1341 | 28.8347
1995-12-20 16:00 | 256.7305 | 111.489 | 12.1096 | 84.6659 | 18.7926 | 1.5781 | 139.0307 | 20.0924 | 1.0621 | 13.3754 | 23.2586
1995-12-20 17:00 | 258.5858 | 109.0031 | 0 | 69.4746 | 18.7926 | 1.578 | 157.382 | 20.1305 | 1.04 | 13.3658 | 5.8281
1995-12-20 18:00 | 261.818 | 106.788 | 0 | 69.6785 | 18.7926 | 1.5776 | 136.393 | 20.1012 | 1.04 | 12.8465 | 11.9105
1995-12-20 19:00 | 265.2513 | 105.2562 | 0 | 68.3322 | 18.7926 | 1.5776 | 136.4784 | 20.0736 | 1.0621 | 12.8548 | 16.2888
1995-12-20 20:00 | 270.0021 | 100.4038 | 0 | 71.7113 | 18.7926 | 1.5783 | 140.2443 | 19.9922 | 1.0621 | 12.8559 | 3.6044
1995-12-20 21:00 | 273.1303 | 95.5233 | 0 | 78.7474 | 18.7926 | 1.5785 | 135.0471 | 19.867 | 1.0621 | 12.6617 | 9.3633
1995-12-20 22:00 | 279.2867 | 97.0982 | 0 | 72.4621 | 18.7926 | 1.5353 | 139.3919 | 19.6586 | 1.0412 | 12.6506 | 12.4849
1995-12-20 23:00 | 277.4441 | 96.6872 | 0 | 63.1649 | 18.7926 | 1.5353 | 140.3312 | 19.4598 | 1.0412 | 11.0192 | 6.937
1995-12-21 | 277.6497 | 99.8772 | 0 | 74.3336 | 18.7926 | 1.5351 | 122.9384 | 19.389 | 1.0412 | 11.7309 | 31.9062
1995-12-21 01:00 | 283.1223 | 99.7761 | 0 | 77.7661 | 18.7926 | 1.5346 | 117.9765 | 19.3472 | 1.0412 | 11.7195 | 19.983
1995-12-21 02:00 | 287.9569 | 102.0874 | 0 | 66.352 | 18.7926 | 1.534 | 118.0282 | 19.3444 | 1.017 | 11.1543 | 16.5244
1995-12-21 03:00 | 291.8167 | 105.6009 | 0 | 64.8097 | 18.7926 | 1.5327 | 116.78 | 19.3132 | 1.017 | 11.0525 | 8.1538
1995-12-21 04:00 | 294.2782 | 107.6911 | 0 | 57.912 | 18.7926 | 1.5117 | 113.6515 | 19.3419 | 1.0002 | 10.089 | 0.28697
1995-12-21 05:00 | 293.9684 | 106.7248 | 0 | 57.4345 | 18.7926 | 1.5097 | 108.0301 | 19.4082 | 1.0002 | 9.2754 | 0.35851
1995-12-21 06:00 | 294.0484 | 108.1427 | 0.39498 | 62.2269 | 18.7926 | 1.5144 | 111.6795 | 19.6166 | 1.2124 | 10.9202 | 1.9693
1995-12-21 07:00 | 293.3423 | 108.858 | 13.9844 | 75.2677 | 18.7926 | 1.5135 | 117.9478 | 19.8764 | 1.2345 | 11.9578 | 40.5029
1995-12-21 08:00 | 288.1796 | 109.6611 | 103.3042 | 69.4739 | 18.7926 | 1.5138 | 112.2695 | 19.9276 | 1.2513 | 12.7828 | 24.0003
1995-12-21 09:00 | 284.6486 | 112.9388 | 237.0943 | 49.1748 | 18.7926 | 1.5146 | 97.7804 | 19.9036 | 1.2735 | 12.1359 | 0
1995-12-21 10:00 | 296.2771 | 110.2723 | 336.8781 | 34.3543 | 18.7926 | 1.516 | 86.1722 | 19.8514 | 1.1161 | 9.1682 | 0
1995-12-21 11:00 | 296.0096 | 118.4366 | 365.9761 | 42.2192 | 18.7926 | 1.5174 | 84.2035 | 19.8517 | 1.1161 | 9.1455 | 0
1995-12-21 12:00 | 288.9059 | 118.2988 | 346.2287 | 43.9052 | 18.7926 | 1.4947 | 92.0255 | 19.8025 | 1.1161 | 9.2836 | 0
1995-12-21 13:00 | 286.0353 | 116.3985 | 278.3684 | 39.8316 | 18.7926 | 1.4947 | 99.7044 | 19.9781 | 1.1161 | 9.2879 | 1.2754
1995-12-21 14:00 | 292.3955 | 115.7141 | 176.2797 | 56.6892 | 18.7926 | 1.4954 | 109.0844 | 20.022 | 1.1161 | 14.1056 | 12.0993
1995-12-21 15:00 | 293.3283 | 114.0533 | 76.1855 | 58.4221 | 18.7926 | 1.7964 | 110.877 | 19.9622 | 1.1161 | 15.8145 | 42.9482
1995-12-21 16:00 | 311.4058 | 109.7953 | 22.8657 | 82.7915 | 18.7926 | 1.495 | 115.988 | 20.0931 | 1.2531 | 16.9307 | 34.4927
1995-12-21 17:00 | 321.8083 | 104.7698 | 0 | 66.0901 | 18.7926 | 1.495 | 111 | 20.0685 | 1.2753 | 16.5294 | 30.1737
1995-12-21 18:00 | 331.9809 | 100.691 | 0 | 67.3922 | 18.7926 | 1.4948 | 112.5471 | 20.0398 | 1.2753 | 17.5384 | 25.6507
1995-12-21 19:00 | 339.5651 | 93.7208 | 0 | 59.0562 | 18.7926 | 2.7945 | 110.5776 | 20.0477 | 1.2753 | 16.6852 | 20.0664
1995-12-21 20:00 | 347.4837 | 86.1913 | 0 | 61.889 | 18.7926 | 2.5253 | 111.4945 | 20.0981 | 1.2586 | 18.2262 | 16.4681
1995-12-21 21:00 | 350.3262 | 82.6913 | 0 | 69.5265 | 18.7926 | 3.1277 | 109.87 | 19.9331 | 1.2586 | 18.2269 | 8.7125
1995-12-21 22:00 | 350.2719 | 95.1589 | 0 | 67.2975 | 18.7926 | 3.1638 | 110.3462 | 19.8108 | 1.2796 | 12.8771 | 3.8817
1995-12-21 23:00 | 349.0251 | 101.9107 | 0 | 45.2829 | 18.7926 | 3.1777 | 103.15 | 19.6856 | 1.2796 | 13.6557 | 6.0703
1995-12-22 | 342.6625 | 104.4053 | 0 | 76.0095 | 18.7926 | 1.5463 | 97.1315 | 19.3774 | 1.2796 | 7.9576 | 4.998
1995-12-22 01:00 | 334.8282 | 103.7313 | 0 | 56.2041 | 18.7926 | 1.5462 | 96.3123 | 19.3199 | 1.2683 | 8.7499 | 7.267
1995-12-22 02:00 | 331.1941 | 105.3712 | 0 | 54.052 | 18.7926 | 1.5458 | 94.9975 | 19.2987 | 1.3134 | 7.1506 | 8.6749
1995-12-22 03:00 | 331.0484 | 112.8778 | 0 | 46.0703 | 18.7926 | 1.5447 | 92.2469 | 19.2224 | 1.3134 | 0.30315 | 9.3983
1995-12-22 04:00 | 333.4318 | 130.5714 | 0 | 34.1468 | 16.5281 | 1.5432 | 81.5042 | 19.2575 | 1.3302 | 0.25023 | 4.553
1995-12-22 05:00 | 334.2855 | 151.338 | 0 | 31.9639 | 11.2559 | 1.5415 | 79.4174 | 19.3212 | 1.3302 | 0.24899 | 3.5936
1995-12-22 06:00 | 334.3509 | 170.3373 | 0.43497 | 30.118 | 5.4341 | 1.5404 | 62.2452 | 19.8213 | 0.97581 | 0.25345 | 3.5209
1995-12-22 07:00 | 355.4505 | 179.5518 | 10.6273 | 37.6482 | 18.7926 | 1.5399 | 67.2419 | 20.0224 | 0.97581 | 0.30945 | 2.9589
1995-12-22 08:00 | 366.0599 | 190.3117 | 47.9791 | 32.7319 | 17.8506 | 1.5404 | 56.2489 | 20.1049 | 0.97581 | 0.088423 | 3.4777
1995-12-22 09:00 | 384.0302 | 197.3398 | 101.6496 | 37.7652 | 3.5836 | 1.5415 | 48.1486 | 20.1069 | 0.97581 | 0.036571 | 4.5231
1995-12-22 10:00 | 375.5019 | 209.269 | 146.4058 | 33.1329 | 6.0306 | 1.543 | 46.212 | 20.0838 | 0.80614 | 0.041774 | 0
1995-12-22 11:00 | 375.9066 | 212.9246 | 174.4519 | 29.3951 | 3.5836 | 1.5446 | 42.8241 | 20.0962 | 0.80614 | 0.0214 | 0.23384
1995-12-22 12:00 | 388.2958 | 213.5085 | 168.8428 | 26.9197 | 3.5836 | 1.5463 | 42.7492 | 20.1054 | 0.80614 | 0.034552 | 0.85461
1995-12-22 13:00 | 389.1924 | 218.8691 | 146.8046 | 26.1201 | 3.5836 | 1.5273 | 42.9035 | 20.1412 | 0.96347 | 0.018485 | 0.88866
1995-12-22 14:00 | 427.9627 | 219.2568 | 77.8619 | 27.8509 | 3.5836 | 1.5283 | 44.3712 | 20.1287 | 0.96347 | 0.021594 | 4.6713
1995-12-22 15:00 | 455.7262 | 224.2953 | 29.3332 | 41.7084 | 18.7676 | 1.5284 | 46.226 | 20.2272 | 0.96347 | 0.030103 | 5.741
1995-12-22 16:00 | 475.6274 | 232.0531 | 6.3925 | 39.2878 | 11.9435 | 1.5282 | 44.7212 | 20.2433 | 0.96347 | 0.034387 | 6.4772
1995-12-22 17:00 | 499.2655 | 239.6147 | 0 | 24.4535 | 11.6683 | 1.5284 | 40.0922 | 20.2217 | 0.10274 | 0.026099 | 4.6173
1995-12-22 18:00 | 505.5306 | 244.9377 | 0 | 27.6628 | 12.8009 | 1.5283 | 40.3727 | 20.1456 | 0.10274 | 0.019936 | 3.7235
1995-12-22 19:00 | 509.3958 | 243.5884 | 0 | 24.8397 | 13.3091 | 1.5287 | 37.3971 | 20.0905 | 0.10274 | 0.019936 | 1.5024
1995-12-22 20:00 | 507.5514 | 240.6502 | 0 | 31.3237 | 17.1926 | 1.5296 | 36.0159 | 19.8659 | 0.11941 | 0.019936 | 1.3745
1995-12-22 21:00 | 510.9268 | 240.6076 | 0 | 34.9336 | 17.1926 | 1.534 | 34.4409 | 19.6799 | 0.11941 | 0.019936 | 3.5982
1995-12-22 22:00 | 503.581 | 230.1469 | 0 | 27.0669 | 17.1926 | 1.5346 | 35.4011 | 19.4659 | 0.11941 | 0.019936 | 2.002
1995-12-22 23:00 | 501.1849 | 222.2023 | 0 | 25.9884 | 17.1926 | 1.5343 | 31.6844 | 19.3207 | 0.11941 | 0.0042866 | 3.1848
1995-12-23 | 489.8685 | 205.2831 | 0 | 51.9286 | 16.5426 | 1.5371 | 27.1562 | 19.28 | 0.11941 | 0.0042866 | 4.3635
1995-12-23 01:00 | 479.7217 | 190.1168 | 0 | 43.3982 | 16.5426 | 1.537 | 24.0201 | 19.2022 | 0.30926 | 0.0042866 | 1.4869
1995-12-23 02:00 | 479.4281 | 190.7861 | 0 | 34.1276 | 16.5426 | 1.5611 | 32.2604 | 19.0578 | 0.30926 | 0 | 4.3635
1995-12-23 03:00 | 478.4619 | 191.7131 | 0 | 30.6093 | 16.5426 | 1.5605 | 30.9564 | 19.1243 | 0.30926 | 0 | 2.58
1995-12-23 04:00 | 476.1583 | 186.7525 | 0 | 26.492 | 10.5836 | 1.5642 | 26.2501 | 19.0922 | 0.30926 | 0 | 7.7473
1995-12-23 05:00 | 468.7691 | 193.4374 | 0 | 22.6767 | 7.6675 | 1.5704 | 26.3157 | 19.2808 | 0.28834 | 0 | 6.924
1995-12-23 06:00 | 461.5537 | 202.5805 | 0.55433 | 22.1747 | 5.4593 | 1.5747 | 26.6028 | 19.5052 | 0.28834 | 0 | 1.3309
1995-12-23 07:00 | 484.7608 | 216.2047 | 10.3358 | 26.8965 | 16.5426 | 1.5699 | 31.053 | 19.8656 | 0.28834 | 0 | 0.94602
1995-12-23 08:00 | 481.2879 | 220.7174 | 34.7041 | 32.0904 | 16.5426 | 1.614 | 24.7455 | 19.7808 | 0.28834 | 0 | 0.17937
1995-12-23 09:00 | 482.1379 | 217.3649 | 79.6553 | 27.0809 | 16.21 | 1.615 | 20.9602 | 19.9039 | 0.28834 | 0 | 0.15099
1995-12-23 10:00 | 464.8262 | 215.2183 | 135.5146 | 30.7087 | 7.8243 | 1.6046 | 22.5114 | 19.766 | 0.32734 | 0 | 0.18218
1995-12-23 11:00 | 462.9738 | 208.1103 | 156.9467 | 33.7786 | 1.7999 | 1.6063 | 29.6283 | 19.8947 | 0.32734 | 0 | 5.0151
1995-12-23 12:00 | 464.7599 | 206.0128 | 151.5998 | 26.5996 | 2.7152 | 1.608 | 17.7489 | 19.8054 | 0.32734 | 0 | 0.5076
1995-12-23 13:00 | 471.1176 | 210.3378 | 123.6589 | 26.5015 | 3.721 | 1.6083 | 19.3176 | 19.9655 | 0.16966 | 0 | 0
1995-12-23 14:00 | 479.0774 | 213.6483 | 79.7499 | 28.9722 | 2.4849 | 1.6095 | 24.5128 | 19.8684 | 0.45761 | 0 | 2.0072
1995-12-23 15:00 | 475.8425 | 215.3562 | 32.5203 | 38.0743 | 15.3317 | 1.6099 | 37.7019 | 19.8832 | 0.45761 | 0 | 13.2194
1995-12-23 16:00 | 483.8408 | 214.9928 | 8.4005 | 34.6584 | 16.5426 | 1.6091 | 42.5173 | 20.0534 | 0.47976 | 0.0042866 | 14.9829
1995-12-23 17:00 | 466.7553 | 206.8517 | 0 | 19.6091 | 16.5426 | 1.6096 | 32.7922 | 20.0031 | 0.47976 | 0.0042866 | 4.3622
1995-12-23 18:00 | 477.27 | 196.484 | 0 | 32.4341 | 16.5426 | 1.6107 | 34.7275 | 19.927 | 0.6144 | 0.0042866 | 3.3866
1995-12-23 19:00 | 474.3394 | 190.5154 | 0 | 24.9399 | 16.5426 | 1.5827 | 37.3105 | 19.9185 | 0.6144 | 0.0042866 | 0.79291
1995-12-23 20:00 | 467.6539 | 178.9006 | 0 | 32.4236 | 16.5426 | 1.5837 | 42.923 | 19.8695 | 0.63123 | 0.0042866 | 3.2871
1995-12-23 21:00 | 460.1022 | 164.7027 | 0 | 23.4982 | 16.5426 | 1.5844 | 43.1409 | 19.6913 | 0.55123 | 0.0042866 | 2.8739
1995-12-23 22:00 | 443.5028 | 156.3092 | 0 | 41.3507 | 16.5426 | 1.5849 | 42.4368 | 19.5258 | 0.70891 | 0.22577 | 1.9103
1995-12-23 23:00 | 433.6511 | 135.431 | 0 | 40.0263 | 16.5426 | 1.5854 | 51.4034 | 19.3875 | 0.70891 | 0.22577 | 0.11711
1995-12-24 | 435.2905 | 118.0429 | 0 | 57.8785 | 16.5426 | 1.5847 | 44.1801 | 19.2899 | 0.70891 | 0.22148 | 9.4471
1995-12-24 01:00 | 436.9241 | 106.8239 | 0 | 65.7812 | 16.5426 | 1.5852 | 44.1095 | 19.1662 | 0.72983 | 0.22148 | 5.7347
1995-12-24 02:00 | 423.2782 | 96.5993 | 0 | 51.3621 | 16.5426 | 1.5855 | 46.7242 | 19.2423 | 0.70768 | 0.22148 | 1.4643
1995-12-24 03:00 | 407.5842 | 86.2147 | 0 | 54.225 | 18.1114 | 1.5853 | 43.4108 | 19.5283 | 0.72983 | 0.22148 | 8.7663
1995-12-24 04:00 | 390.9698 | 73.1562 | 0 | 52.5257 | 18.1426 | 1.5828 | 42.9407 | 19.6725 | 0.713 | 0.22148 | 5.6095
1995-12-24 05:00 | 379.0084 | 64.6191 | 0 | 48.3687 | 18.1426 | 1.5827 | 34.8054 | 19.7855 | 0.75076 | 0.22148 | 11.5465
1995-12-24 06:00 | 372.3149 | 59.8358 | 0.47418 | 52.7927 | 18.1426 | 1.5827 | 58.7922 | 20.0338 | 0.74668 | 0.23267 | 16.7586
1995-12-24 07:00 | 367.1331 | 57.7658 | 10.942 | 59.2507 | 18.7926 | 1.5824 | 50.9486 | 20.102 | 0.74668 | 0.24171 | 39.0384
1995-12-24 08:00 | 348.2573 | 60.3292 | 49.5662 | 64.7193 | 18.7926 | 1.5822 | 57.8475 | 20.1434 | 1.3513 | 0.24214 | 19.2093
1995-12-24 09:00 | 332.1504 | 57.2373 | 141.9954 | 53.6501 | 18.7926 | 1.5827 | 45.7586 | 20.1946 | 1.4087 | 0.23706 | 1.9479
1995-12-24 10:00 | 315.1884 | 51.9211 | 227.8673 | 55.5377 | 18.7926 | 1.5831 | 60.6377 | 20.106 | 1.4308 | 0.24233 | 0.63544
1995-12-24 11:00 | 296.8428 | 50.2993 | 272.121 | 51.4374 | 18.7926 | 1.5843 | 49.5202 | 20.0549 | 1.4308 | 0.22288 | 23.3626
1995-12-24 12:00 | 291.3517 | 52.5501 | 274.0417 | 55.5351 | 18.7926 | 1.5855 | 49.3363 | 20.1493 | 1.2526 | 0.23543 | 0.7829
1995-12-24 13:00 | 278.9408 | 49.9836 | 222.7707 | 63.5379 | 18.7926 | 1.5858 | 60.7854 | 20.0318 | 1.2526 | 0.23913 | 3.7858
1995-12-24 14:00 | 276.8896 | 43.0575 | 135.1124 | 52.9875 | 18.7926 | 1.5862 | 48.9323 | 20.0572 | 1.2526 | 0.22306 | 34.2599
1995-12-24 15:00 | 272.7906 | 43.1715 | 38.9365 | 56.0737 | 18.7926 | 1.586 | 54.9679 | 20.1708 | 1.2526 | 0.23119 | 89.445
1995-12-24 16:00 | 272.2901 | 43.201 | 4.3308 | 65.0587 | 18.7926 | 1.5859 | 64.5951 | 20.2107 | 1.2526 | 0.23528 | 82.718
1995-12-24 17:00 | 275.6127 | 45.9143 | 0 | 65.9768 | 18.7926 | 1.5856 | 60.0006 | 20.2269 | 1.2358 | 0.22736 | 65.2705
1995-12-24 18:00 | 258.4806 | 58.5725 | 0 | 60.5818 | 18.1426 | 1.5853 | 65.7217 | 20.0903 | 1.1968 | 0.23207 | 70.9885
1995-12-24 19:00 | 267.7243 | 67.2386 | 0 | 63.7424 | 18.1426 | 1.5871 | 65.1499 | 20.1166 | 1.1968 | 0.23888 | 51.3054
1995-12-24 20:00 | 260.1583 | 79.3942 | 0 | 66.0913 | 18.1426 | 1.6001 | 65.5118 | 19.9756 | 1.1968 | 0.23975 | 31.5217
1995-12-24 21:00 | 244.3708 | 91.0115 | 0 | 69.856 | 18.1426 | 1.6352 | 54.9919 | 19.906 | 1.2587 | 0.24041 | 36.645
1995-12-24 22:00 | 268.5407 | 113.1405 | 0 | 68.6941 | 18.1426 | 1.6357 | 64.718 | 19.8701 | 1.2587 | 0.23133 | 14.201
1995-12-24 23:00 | 257.5808 | 128.1439 | 0 | 57.2784 | 18.1426 | 1.6359 | 50.3584 | 19.7972 | 1.2587 | 0.24181 | 12.3952
1995-12-25 | 268.7644 | 143.282 | 0 | 66.4447 | 18.7926 | 3.2519 | 83.5312 | 19.7361 | 1.2587 | 10.2761 | 3.429
1995-12-25 01:00 | 267.734 | 153.286 | 0 | 59.5848 | 18.7926 | 3.2575 | 84.3341 | 19.8019 | 1.2587 | 10.2761 | 1.3341
1995-12-25 02:00 | 266.7713 | 155.7633 | 0 | 58.2926 | 18.7926 | 3.2616 | 83.4184 | 19.6769 | 1.2808 | 8.67 | 3.3408
1995-12-25 03:00 | 270.9314 | 156.918 | 0 | 58.0825 | 18.7926 | 3.2293 | 82.6995 | 19.688 | 1.2808 | 10.2761 | 1.1211
1995-12-25 04:00 | 269.2836 | 148.9131 | 0 | 50.4036 | 18.7926 | 3.2288 | 83.3608 | 19.7676 | 1.2976 | 9.9771 | 1.9979
1995-12-25 05:00 | 280.4674 | 134.186 | 0 | 47.1455 | 18.7926 | 3.2166 | 82.9861 | 19.9731 | 1.3198 | 6.095 | 2.1292
1995-12-25 06:00 | 281.2703 | 132.2265 | 0.34568 | 55.7299 | 18.7926 | 3.2165 | 84.8294 | 19.992 | 1.3407 | 9.2403 | 7.4974
1995-12-25 07:00 | 304.7134 | 133.5332 | 8.913 | 73.3298 | 18.7926 | 3.2164 | 84.8003 | 20.1571 | 1.324 | 10.7915 | 12.8412
1995-12-25 08:00 | 312.2807 | 133.127 | 32.5991 | 62.9579 | 18.7926 | 3.2147 | 86.835 | 20.1965 | 1.1131 | 10.001 | 32.6126
1995-12-25 09:00 | 303.9852 | 144.8086 | 99.7483 | 60.1471 | 18.7926 | 3.2107 | 88.189 | 20.1883 | 0.79846 | 8.3553 | 6.8634
1995-12-25 10:00 | 307.8648 | 159.8404 | 178.7021 | 58.9619 | 18.7926 | 3.2032 | 87.1522 | 20.1535 | 0.77631 | 10.0012 | 2.0886
1995-12-25 11:00 | 289.738 | 174.1214 | 229.7599 | 71.0851 | 18.7926 | 3.1937 | 87.1262 | 20.1919 | 0.77631 | 8.3389 | 14.4661
1995-12-25 12:00 | 294.4572 | 178.4022 | 234.5569 | 58.4611 | 18.7926 | 3.1897 | 86.6068 | 20.203 | 0.79723 | 8.3534 | 1.9299
1995-12-25 13:00 | 300.7916 | 180.5322 | 190.2388 | 68.9704 | 18.7926 | 3.1735 | 88.5552 | 20.2219 | 0.79723 | 8.3577 | 3.9855
1995-12-25 14:00 | 304.1837 | 180.4863 | 117.4425 | 62.4797 | 18.7926 | 3.178 | 89.4565 | 20.2825 | 0.77508 | 9.979 | 24.1726
1995-12-25 15:00 | 317.377 | 184.068 | 37.1789 | 56.5999 | 18.7926 | 3.1797 | 90.1917 | 20.3387 | 0.77508 | 8.3485 | 45.2225
1995-12-25 16:00 | 336.7165 | 185.7851 | 5.3732 | 84.1196 | 18.7926 | 3.1792 | 91.397 | 20.3672 | 0.79458 | 8.3532 | 36.0955
1995-12-25 17:00 | 357.301 | 188.5013 | 0 | 73.6217 | 18.604 | 1.5698 | 91.043 | 20.496 | 0.81141 | 8.3441 | 26.3073
1995-12-25 18:00 | 368.0497 | 195.1757 | 0 | 58.1187 | 17.1926 | 1.5696 | 83.4467 | 20.417 | 0.81141 | 6.6619 | 18.301
1995-12-25 19:00 | 377.5015 | 206.0637 | 0 | 52.7282 | 17.1926 | 1.5694 | 83.2771 | 20.4359 | 0.79049 | 0.22577 | 14.7239
1995-12-25 20:00 | 372.5608 | 212.8958 | 0 | 53.9314 | 17.1926 | 1.5697 | 83.1639 | 20.3715 | 0.77366 | 0.22577 | 4.415
1995-12-25 21:00 | 373.5135 | 214.8219 | 0 | 55.7841 | 17.1926 | 1.5827 | 85.0599 | 20.3004 | 0.75275 | 2.9427 | 5.0821
1995-12-25 22:00 | 379.9439 | 205.7434 | 0 | 61.3379 | 17.1926 | 1.6173 | 85.5762 | 20.2269 | 0.7111 | 2.1136 | 1.6006
1995-12-25 23:00 | 377.9704 | 198.3777 | 0 | 68.4005 | 17.1926 | 1.6169 | 84.5983 | 20.1845 | 0.68895 | 3.7971 | 9.5817
1995-12-26 | 383.558 | 180.7551 | 0 | 47.347 | 17.1926 | 3.1774 | 112.3818 | 20.0943 | 0.68895 | 12.3076 | 1.1122
1995-12-26 01:00 | 386.4815 | 166.128 | 0 | 46.6541 | 16.5426 | 3.1811 | 112.4813 | 20.0819 | 0.68895 | 12.2886 | 0.41973
1995-12-26 02:00 | 386.6699 | 156.7747 | 0 | 44.9934 | 16.5426 | 3.1841 | 111.7912 | 19.9906 | 0.68895 | 12.1315 | 0.22874
1995-12-26 03:00 | 385.2112 | 152.7803 | 0 | 43.2996 | 16.5426 | 3.1861 | 111.2767 | 20.0793 | 0.66803 | 12.1436 | 0.19491
1995-12-26 04:00 | 372.3252 | 152.182 | 0 | 39.4048 | 16.5426 | 3.1872 | 108.4224 | 20.0848 | 0.66803 | 10.496 | 0.58636
1995-12-26 05:00 | 375.8437 | 152.4158 | 0 | 32.7805 | 16.5426 | 3.1514 | 106.0925 | 20.1234 | 0.62703 | 10.4945 | 0.23791
1995-12-26 06:00 | 366.9393 | 149.0404 | 0.41983 | 37.1795 | 16.5426 | 3.115 | 105.1478 | 20.1176 | 0.60488 | 10.4999 | 0.97987
1995-12-26 07:00 | 378.018 | 142.1544 | 10.1004 | 43.054 | 16.5426 | 3.1009 | 112.3933 | 20.1555 | 0.62155 | 10.553 | 0.5076
1995-12-26 08:00 | 389.6225 | 134.5274 | 37.1039 | 53.9294 | 16.5426 | 3.0973 | 112.5039 | 20.1916 | 0.68146 | 10.5536 | 0.42642
1995-12-26 09:00 | 353.7398 | 121.0336 | 123.8038 | 36.0641 | 16.5426 | 3.0901 | 117.9649 | 20.184 | 0.66463 | 10.5428 | 0
1995-12-26 10:00 | 308.9494 | 103.9779 | 211.1989 | 37.856 | 16.5426 | 3.0807 | 118.889 | 20.1777 | 0.68678 | 10.5495 | 1.85
1995-12-26 11:00 | 318.6073 | 90.7933 | 250.5212 | 38.6872 | 16.5426 | 3.0727 | 119.3019 | 20.1597 | 0.68678 | 10.5247 | 0.1099
1995-12-26 12:00 | 294.3942 | 81.5357 | 251.4203 | 40.6803 | 16.5426 | 3.0715 | 120.0059 | 20.1161 | 0.68678 | 10.5407 | 0.62847
1995-12-26 13:00 | 295.7102 | 74.3902 | 205.8825 | 40.7009 | 16.5426 | 3.0621 | 120.2451 | 20.1047 | 0.68678 | 10.5454 | 2.4557
1995-12-26 14:00 | 314.4152 | 77.5777 | 125.6675 | 44.0046 | 16.5426 | 3.0764 | 120.4704 | 20.1564 | 0.70893 | 10.5249 | 0.28055
1995-12-26 15:00 | 297.2678 | 79.9814 | 55.9726 | 46.6915 | 16.5426 | 3.0905 | 138.2439 | 20.2206 | 0.70893 | 12.1794 | 5.712
1995-12-26 16:00 | 309.4765 | 79.5103 | 15.0115 | 57.9763 | 16.5426 | 3.1016 | 140.4091 | 20.1699 | 0.70893 | 12.1847 | 10.4291
1995-12-26 17:00 | 322.3893 | 77.2192 | 0.04646 | 37.0307 | 16.5426 | 3.1004 | 130.4448 | 20.3487 | 0.70893 | 10.5347 | 8.8932
1995-12-26 18:00 | 303.2772 | 73.2527 | 0 | 43.8438 | 17.1926 | 3.1063 | 143.5734 | 20.0177 | 0.70893 | 10.8564 | 4.2637
1995-12-26 19:00 | 295.4749 | 66.4473 | 0 | 42.958 | 17.1926 | 3.1105 | 151.6911 | 20.3425 | 0.70893 | 11.1944 | 5.6531
1995-12-26 20:00 | 292.583 | 59.6037 | 0 | 50.5174 | 17.1926 | 3.1114 | 153.3356 | 20.3154 | 0.70626 | 10.5505 | 7.7352
1995-12-26 21:00 | 284.7238 | 54.3088 | 0 | 55.9126 | 17.1926 | 3.093 | 161.4535 | 20.1749 | 0.70503 | 10.5514 | 21.3939
1995-12-26 22:00 | 283.2162 | 50.5499 | 0 | 55.1088 | 17.1926 | 3.0967 | 161.105 | 20.2119 | 0.72718 | 10.5398 | 13.2954
1995-12-26 23:00 | 280.5966 | 46.9488 | 0 | 47.744 | 16.5426 | 3.1292 | 188.9996 | 20.1194 | 0.74933 | 10.5474 | 7.3522
1995-12-27 | 293.8202 | 41.2336 | 0 | 59.3859 | 17.1926 | 3.1291 | 248.4318 | 19.7481 | 0.74933 | 12.3537 | 11.5702
1995-12-27 01:00 | 282.9558 | 40.8942 | 0 | 55.518 | 17.1926 | 3.129 | 247.8186 | 19.6768 | 0.74933 | 12.3427 | 8.1598
1995-12-27 02:00 | 276.9711 | 39.55 | 0 | 60.2394 | 17.1926 | 3.1287 | 231.5333 | 19.7805 | 0.74933 | 12.2959 | 16.8953
1995-12-27 03:00 | 276.1062 | 38.0453 | 0 | 53.2012 | 17.1926 | 3.1281 | 238.4999 | 19.6674 | 0.74809 | 12.3068 | 12.1715
1995-12-27 04:00 | 262.3011 | 40.5639 | 0 | 43.4817 | 17.1926 | 3.1274 | 216.9071 | 19.6763 | 0.74809 | 12.2998 | 6.07
1995-12-27 05:00 | 255.7719 | 47.2107 | 0 | 44.5508 | 17.1926 | 3.1265 | 213.5948 | 19.7147 | 0.78909 | 12.2985 | 0.65668
1995-12-27 06:00 | 254.443 | 54.4954 | 0.48121 | 44.0363 | 17.1926 | 3.146 | 189.6133 | 19.7654 | 0.81124 | 12.3034 | 3.1582
1995-12-27 07:00 | 255.7773 | 59.8661 | 7.0444 | 65.2715 | 17.1926 | 3.1136 | 215.5319 | 19.9302 | 0.81124 | 12.3137 | 16.2707
1995-12-27 08:00 | 247.3748 | 72.2805 | 63.3579 | 61.7156 | 17.1926 | 3.1137 | 205.4906 | 19.9524 | 0.81124 | 12.3142 | 17.1008
1995-12-27 09:00 | 238.7067 | 82.9202 | 182.8419 | 47.8044 | 17.1926 | 3.1184 | 153.9102 | 19.9516 | 0.81124 | 12.3084 | 7.6952
1995-12-27 10:00 | 241.4243 | 90.6185 | 290.8671 | 41.1563 | 17.1926 | 3.1028 | 129.5628 | 19.9488 | 0.81124 | 11.1166 | 27.3431
1995-12-27 11:00 | 252.3597 | 96.2193 | 333.8868 | 39.7997 | 17.1926 | 3.1045 | 117.7263 | 19.9282 | 0.79174 | 10.6523 | 0
1995-12-27 12:00 | 242.237 | 103.5121 | 326.7966 | 40.6182 | 17.1926 | 3.1057 | 109.4249 | 19.9594 | 0.77083 | 10.6667 | 4.014
1995-12-27 13:00 | 253.0248 | 100.9566 | 258.6373 | 38.3729 | 17.1926 | 3.0718 | 135.1334 | 20.0221 | 0.77083 | 10.6709 | 0.11809
1995-12-27 14:00 | 265.8548 | 98.5528 | 158.798 | 40.144 | 17.1926 | 3.0723 | 174.8426 | 19.9156 | 0.73201 | 10.6525 | 0.51336
1995-12-27 15:00 | 288.5599 | 91.2646 | 54.2151 | 52.9314 | 17.1926 | 3.0611 | 199.7446 | 19.9734 | 0.73201 | 12.5123 | 2.8483
1995-12-27 16:00 | 305.5211 | 87.4415 | 8.8097 | 59.3748 | 17.1926 | 3.0626 | 221.9002 | 20.0256 | 0.73201 | 12.517 | 1.0698
1995-12-27 17:00 | 305.6499 | 86.6324 | 0.03218 | 43.5744 | 17.1926 | 3.0608 | 193.3915 | 20.133 | 0.73201 | 12.3129 | 8.8525
1995-12-27 18:00 | 325.6305 | 85.5216 | 0 | 40.3993 | 17.1926 | 3.0605 | 200.7755 | 19.9932 | 0.73201 | 12.4141 | 0.61934
1995-12-27 19:00 | 330.2767 | 85.5197 | 0 | 33.881 | 17.1926 | 3.047 | 203.722 | 20.0192 | 0.75293 | 12.5211 | 3.6155
1995-12-27 20:00 | 334.3496 | 85.5423 | 0 | 39.4926 | 17.1926 | 3.0474 | 210.7262 | 19.9362 | 0.73078 | 12.5221 | 0.13795
1995-12-27 21:00 | 331.082 | 82.9933 | 0 | 53.9688 | 17.1926 | 3.0475 | 167.0595 | 19.8755 | 0.75293 | 12.5072 | 32.2248
1995-12-27 22:00 | 315.6644 | 86.4368 | 0 | 45.4464 | 17.1926 | 3.0479 | 208.1068 | 19.6742 | 0.73078 | 12.5593 | 13.748
1995-12-27 23:00 | 309.5095 | 84.2718 | 0 | 44.922 | 17.1926 | 3.0478 | 198.3222 | 19.4865 | 0.73078 | 12.5662 | 1.7315
1995-12-28 | 317.974 | 86.0666 | 0 | 59.6073 | 18.7926 | 3.0476 | 189.9676 | 19.4094 | 1.2028 | 12.8238 | 5.9187
1995-12-28 01:00 | 310.0834 | 83.3815 | 0 | 56.5983 | 18.7926 | 3.0571 | 170.1921 | 19.3442 | 1.2028 | 12.8139 | 10.9225
1995-12-28 02:00 | 294.1313 | 78.4043 | 0 | 55.0257 | 18.7926 | 3.0567 | 176.6987 | 19.3572 | 1.2028 | 12.8137 | 4.1685
1995-12-28 03:00 | 294.5936 | 78.2898 | 0 | 45.3722 | 18.7926 | 3.0558 | 173.3132 | 19.3639 | 1.2249 | 12.8235 | 9.2217
1995-12-28 04:00 | 290.6894 | 75.5625 | 0 | 46.6855 | 18.7926 | 2.9834 | 149.4085 | 19.3881 | 1.0676 | 12.3549 | 2.5515
1995-12-28 05:00 | 288.254 | 77.5316 | 0 | 35.9147 | 18.7926 | 2.982 | 142.909 | 19.422 | 1.0454 | 12.5083 | 5.2774
1995-12-28 06:00 | 284.4508 | 78.2076 | 0.42066 | 42.0658 | 18.7926 | 2.981 | 141.6276 | 19.5921 | 1.0454 | 12.7735 | 35.7825
1995-12-28 07:00 | 290.0233 | 81.0077 | 9.542 | 59.8649 | 18.7926 | 2.9804 | 165.7694 | 19.7705 | 1.0454 | 12.7829 | 18.5256
1995-12-28 08:00 | 288.4523 | 80.3655 | 80.1118 | 57.2668 | 18.7926 | 2.9804 | 150.796 | 19.8792 | 1.0286 | 12.3275 | 5.6143
1995-12-28 09:00 | 277.6521 | 83.0107 | 239.3387 | 43.6611 | 18.7926 | 2.9999 | 113.6076 | 19.8888 | 1.0454 | 8.9209 | 3.2273
1995-12-28 10:00 | 256.5721 | 85.264 | 372.5627 | 38.3743 | 18.7926 | 3.0006 | 113.0787 | 19.8997 | 1.0454 | 9.5761 | 0.11809
1995-12-28 11:00 | 240.3204 | 83.2434 | 443.8821 | 35.2299 | 18.7926 | 3.0015 | 112.8518 | 19.8865 | 1.0454 | 8.4078 | 0
1995-12-28 12:00 | 217.2777 | 85.4012 | 443.7038 | 37.1385 | 18.7926 | 3.0023 | 111.7829 | 19.9583 | 1.0664 | 8.9915 | 0.44966
1995-12-28 13:00 | 207.4503 | 83.0505 | 370.5149 | 44.4125 | 18.7926 | 3.0023 | 133.6763 | 19.8323 | 1.0213 | 10.6845 | 0.18503
1995-12-28 14:00 | 217.2941 | 79.4628 | 238.4974 | 45.0924 | 18.7926 | 2.9996 | 160.3392 | 19.8627 | 1.2501 | 12.2515 | 2.4165
1995-12-28 15:00 | 219.9237 | 78.6762 | 76.9594 | 58.8933 | 18.7926 | 2.9996 | 197.6673 | 19.8697 | 1.2501 | 12.8285 | 32.3283
1995-12-28 16:00 | 241.9626 | 78.0424 | 23.0091 | 54.1597 | 18.7926 | 2.9991 | 203.5593 | 19.918 | 1.2279 | 12.8327 | 50.5116
1995-12-28 17:00 | 244.9225 | 78.2603 | 0.1989 | 46.069 | 18.7926 | 2.999 | 189.5098 | 19.9389 | 1.2279 | 12.835 | 31.2593
1995-12-28 18:00 | 248.8363 | 80.5879 | 0 | 43.5653 | 18.7926 | 2.9988 | 198.6023 | 19.9272 | 1.2015 | 12.8398 | 27.1845
1995-12-28 19:00 | 253.5854 | 82.5066 | 0 | 56.4001 | 18.7926 | 2.9988 | 183.3489 | 19.8684 | 1.0379 | 12.8469 | 22.1317
1995-12-28 20:00 | 259.7125 | 84.2298 | 0 | 49.4746 | 18.7926 | 2.9991 | 185.023 | 19.7632 | 1.0601 | 13.0351 | 30.3257
1995-12-28 21:00 | 263.5903 | 86.0694 | 0 | 68.8712 | 18.7926 | 3.0302 | 176.0725 | 19.2932 | 1.0601 | 13.0357 | 18.1778
1995-12-28 22:00 | 270.9901 | 89.4725 | 0 | 62.1266 | 18.7926 | 3.0305 | 164.3329 | 19.235 | 1.0822 | 13.0264 | 27.5743
1995-12-28 23:00 | 270.5606 | 90.4352 | 0 | 41.5735 | 18.7926 | 3.0305 | 167.3222 | 19.0952 | 1.0822 | 13.0508 | 28.8876
1995-12-29 | 266.3926 | 91.7448 | 0 | 83.2235 | 18.7926 | 3.0304 | 113.7533 | 18.8125 | 1.4092 | 9.1376 | 30.8586
1995-12-29 01:00 | 260.9273 | 90.2829 | 0 | 67.1599 | 18.7926 | 3.0302 | 118.0306 | 18.7912 | 1.4092 | 9.453 | 18.7955
1995-12-29 02:00 | 257.607 | 86.0929 | 0 | 67.7275 | 18.7926 | 3.0299 | 106.4702 | 18.8334 | 1.231 | 8.6272 | 18.9444
1995-12-29 03:00 | 256.2548 | 85.4686 | 0 | 68.0113 | 18.7926 | 3.0291 | 107.8447 | 18.8277 | 1.231 | 7.5258 | 14.6738
1995-12-29 04:00 | 258.728 | 84.8312 | 0 | 55.6667 | 18.7926 | 3.0279 | 97.0727 | 18.8497 | 1.3883 | 6.1922 | 11.9399
1995-12-29 05:00 | 266.1003 | 87.7818 | 0 | 47.3646 | 18.7926 | 3.0266 | 91.827 | 18.8761 | 1.4105 | 6.1899 | 1.8152
1995-12-29 06:00 | 274.326 | 88.7032 | 0.34476 | 42.7609 | 18.7926 | 3.0259 | 86.2792 | 19.0586 | 1.4105 | 6.1982 | 1.4178
1995-12-29 07:00 | 282.5881 | 94.4424 | 7.3808 | 74.6354 | 18.7926 | 3.0253 | 98.1922 | 19.2755 | 1.4105 | 6.216 | 10.2501
1995-12-29 08:00 | 291.6944 | 102.7101 | 69.5942 | 57.8431 | 18.7926 | 3.0246 | 82.1724 | 19.3691 | 1.4273 | 4.2333 | 3.048
1995-12-29 09:00 | 290.8373 | 107.8337 | 200.478 | 45.7784 | 18.7926 | 1.3939 | 66.9695 | 19.3701 | 1.4273 | 0.27238 | 0.70751
1995-12-29 10:00 | 284.0274 | 115.5042 | 311.9987 | 45.4066 | 18.7926 | 1.395 | 52.1304 | 19.3519 | 1.0001 | 0.28243 | 0.10694
1995-12-29 11:00 | 271.7271 | 122.9737 | 369.5355 | 34.2721 | 18.7926 | 1.396 | 47.7397 | 19.3423 | 1.0001 | 0.22851 | 0.25818
1995-12-29 12:00 | 259.6547 | 127.5112 | 364.4025 | 34.7837 | 18.7926 | 1.4678 | 51.4339 | 19.3281 | 0.98323 | 0.25321 | 0.25162
1995-12-29 13:00 | 259.2856 | 130.2997 | 307.979 | 41.4374 | 18.7926 | 1.468 | 50.1711 | 19.291 | 1.0283 | 0.27613 | 0.47006
1995-12-29 14:00 | 279.3371 | 129.3886 | 188.6959 | 44.025 | 18.7926 | 3.1001 | 62.7513 | 19.2928 | 1.0283 | 5.774 | 2.2713
1995-12-29 15:00 | 302.3242 | 131.5427 | 51.5282 | 68.241 | 18.7926 | 3.1002 | 77.3103 | 19.294 | 1.3272 | 6.1856 | 40.2579
1995-12-29 16:00 | 332.4207 | 134.8191 | 3.883 | 63.5119 | 18.7926 | 3.0866 | 84.7839 | 19.3659 | 1.3284 | 6.1937 | 38.4763
1995-12-29 17:00 | 350.4249 | 141.2497 | 0 | 41.9327 | 18.7926 | 3.0875 | 76.7419 | 19.3677 | 1.3284 | 6.1781 | 17.2186
1995-12-29 18:00 | 372.8357 | 147.2843 | 0 | 41.41 | 18.7926 | 3.0873 | 77.7457 | 19.3354 | 1.3284 | 6.1874 | 7.4902
1995-12-29 19:00 | 381.087 | 151.9895 | 0 | 38.7707 | 18.7926 | 3.0876 | 78.2014 | 19.3576 | 1.3284 | 3.9289 | 5.0146
1995-12-29 20:00 | 386.6996 | 158.8444 | 0 | 45.3356 | 18.7926 | 2.166 | 78.692 | 19.2889 | 1.3284 | 0.27767 | 3.3215
1995-12-29 21:00 | 392.9967 | 164.884 | 0 | 43.2306 | 18.7926 | 1.7302 | 68.5558 | 19.1381 | 1.3042 | 0.27897 | 3.4309
1995-12-29 22:00 | 402.2818 | 177.8398 | 0 | 49.8274 | 18.7926 | 1.4706 | 61.9853 | 19.0593 | 1.1914 | 0.30763 | 1.1374
1995-12-29 23:00 | 401.4396 | 178.2746 | 0 | 41.3889 | 18.7926 | 1.4997 | 60.3478 | 18.9382 | 1.1914 | 0.32842 | 0.88296

## 29b
Node | Onshore Wind | Offshore Wind | Solar | Hydro | Nuclear | Coal&Lignite&Oil | Methane&Hydrogen | Other RES | Biofuels | DSR | Battery
1995-01-01 | 294.8874 | 269.9046 | 0 | 63.4273 | 11.9154 | 1.8098 | 6.5509 | 18.324 | 0 | 0.0077209 | 0.046208 | Dunkelflaute (highest residual demand on 2 weeks - residual demand = demand - solar&wind) | Highest demand
1995-01-01 01:00 | 289.0357 | 276.503 | 0 | 46.9859 | 11.9154 | 1.8101 | 6.7221 | 18.8086 | 0 | 0.0072028 | 0.078713 | 7-21 December | 5/01/1995 - 18/01/1995
1995-01-01 02:00 | 272.0696 | 274.0483 | 0 | 52.2515 | 11.9154 | 1.8102 | 6.7008 | 18.6168 | 0 | 0.0072028 | 0
1995-01-01 03:00 | 270.9792 | 276.9403 | 0 | 47.5752 | 11.5372 | 1.8102 | 6.4982 | 17.8746 | 0 | 0.0072028 | 0.20455
1995-01-01 04:00 | 278.3141 | 265.1737 | 0 | 41.7708 | 11.9154 | 1.7663 | 6.3538 | 17.5162 | 0 | 0.0072028 | 6.7469
1995-01-01 05:00 | 281.6566 | 266.8831 | 0 | 47.3529 | 11.7264 | 1.7609 | 6.5782 | 11.9539 | 0 | 0.0072028 | 0.43868
1995-01-01 06:00 | 271.6071 | 280.8392 | 0.211 | 58.5038 | 11.8324 | 1.7606 | 6.4914 | 18.0911 | 0 | 0.0072028 | 0.27455
1995-01-01 07:00 | 276.6046 | 283.2077 | 5.1649 | 44.2563 | 11.9154 | 1.7604 | 6.6884 | 18.3366 | 0 | 0.011692 | 11.0327
1995-01-01 08:00 | 253.3969 | 281.6111 | 38.155 | 55.5839 | 11.1864 | 1.765 | 6.8107 | 11.9173 | 0 | 0.011692 | 14.4995
1995-01-01 09:00 | 263.6477 | 272.658 | 120.1978 | 42.3094 | 11.9154 | 1.7656 | 6.9121 | 17.8432 | 0 | 0.011692 | 3.5631
1995-01-01 10:00 | 262.2102 | 266.4335 | 182.6498 | 42.6681 | 11.9154 | 1.7663 | 7.2395 | 18.6877 | 0 | 0.011692 | 1.2186
1995-01-01 11:00 | 243.6637 | 282.3663 | 251.4947 | 41.3749 | 11.9154 | 1.7508 | 7.1199 | 18.0505 | 0 | 0.011692 | 2.2183
1995-01-01 12:00 | 280.5915 | 286.9449 | 232.4823 | 39.2308 | 11.9154 | 1.7522 | 7.3864 | 18.8688 | 0 | 0.011692 | 0.68117
1995-01-01 13:00 | 233.2742 | 267.6678 | 242.6295 | 56.8982 | 11.9154 | 1.7521 | 7.1704 | 18.6495 | 0 | 0.011692 | 1.5406
1995-01-01 14:00 | 288.8335 | 280.1903 | 158.1971 | 50.0646 | 11.9154 | 1.7521 | 7.2499 | 18.8677 | 0 | 0.011692 | 20.6504
1995-01-01 15:00 | 300.9541 | 261.7124 | 81.6743 | 51.3044 | 11.9154 | 1.751 | 7.2868 | 18.6413 | 0 | 0.011692 | 1.1016
1995-01-01 16:00 | 300.4505 | 253.1931 | 29.8004 | 51.9121 | 11.9154 | 1.7516 | 7.0047 | 19.2335 | 0 | 0.016806 | 8.8316
1995-01-01 17:00 | 335.0506 | 243.3137 | 0.81459 | 52.5272 | 11.9154 | 1.751 | 7.8092 | 19.0632 | 0 | 0.016806 | 14.7568
1995-01-01 18:00 | 306.2388 | 245.5789 | 0 | 54.2905 | 11.9154 | 1.7472 | 7.8224 | 18.7999 | 0 | 0.016806 | 9.1254
1995-01-01 19:00 | 313.6326 | 252.6568 | 0 | 56.8605 | 11.9154 | 1.746 | 7.9364 | 19.0948 | 0 | 0.016806 | 8.0799
1995-01-01 20:00 | 314.5544 | 255.3499 | 0 | 53.7831 | 11.9154 | 1.7307 | 7.8203 | 19.0491 | 0 | 0.016806 | 6.1373
1995-01-01 21:00 | 290.4242 | 254.7613 | 0 | 61.4011 | 11.9154 | 1.7302 | 7.603 | 19.0358 | 0 | 0.016806 | 7.5045
1995-01-01 22:00 | 289.5147 | 252.3743 | 0 | 55.8595 | 11.9154 | 1.7303 | 7.8172 | 19.0336 | 0 | 0.016806 | 10.3703
1995-01-01 23:00 | 280.7723 | 248.7398 | 0 | 51.5109 | 11.9005 | 1.7301 | 7.3375 | 18.9806 | 0 | 0.014763 | 35.0196
1995-01-02 | 327.4565 | 262.735 | 0 | 56.0386 | 83.6695 | 1.7907 | 18.839 | 19.5557 | 0 | 0.15519 | 1.0351
1995-01-02 01:00 | 327.2816 | 257.1686 | 0 | 49.5313 | 83.6695 | 1.7775 | 18.6541 | 19.5827 | 0 | 0.15519 | 0.33213
1995-01-02 02:00 | 328.0537 | 254.9249 | 0 | 47.2303 | 81.9717 | 1.7771 | 18.3159 | 19.5029 | 0 | 0.15008 | 0.26759
1995-01-02 03:00 | 330.0738 | 252.581 | 0 | 47.962 | 80.3135 | 1.7595 | 17.8487 | 19.4537 | 0 | 0.15008 | 0 | Summer
1995-01-02 04:00 | 333.429 | 250.5597 | 0 | 38.05 | 78.3076 | 1.7749 | 17.7793 | 19.4611 | 0 | 0.15008 | 0.49956 | 25 June - 8 July
1995-01-02 05:00 | 332.1779 | 252.2655 | 0 | 35.6718 | 79.0204 | 1.7737 | 18.0313 | 19.537 | 0 | 0.15008 | 0
1995-01-02 06:00 | 331.5361 | 251.0994 | 0.29137 | 50.1596 | 80.0369 | 1.7731 | 18.5649 | 19.6275 | 0 | 0.15008 | 0.51683
1995-01-02 07:00 | 326.7757 | 251.3693 | 6.9199 | 70.1118 | 83.6695 | 1.7727 | 18.7864 | 19.6334 | 0 | 0.12396 | 9.7338
1995-01-02 08:00 | 314.9657 | 252.761 | 74.2883 | 58.3265 | 78.0755 | 1.773 | 18.9048 | 19.617 | 0 | 0.12396 | 2.5367
1995-01-02 09:00 | 293.4115 | 244.3335 | 196.0333 | 52.391 | 78.0755 | 1.7731 | 18.9643 | 19.6538 | 0 | 0.12396 | 6.7842
1995-01-02 10:00 | 284.7166 | 240.1295 | 271.1172 | 51.7608 | 78.0755 | 1.7733 | 18.9748 | 19.6261 | 0 | 0.12396 | 2.7618
1995-01-02 11:00 | 289.3337 | 238.1015 | 306.8002 | 49.2724 | 78.0755 | 1.7739 | 18.9304 | 19.5902 | 0 | 0.12396 | 1.0333
1995-01-02 12:00 | 292.0191 | 232.3522 | 313.4829 | 61.601 | 78.0755 | 1.7743 | 18.9059 | 19.5937 | 0 | 0.12396 | 3.3288
1995-01-02 13:00 | 289.0143 | 234.4419 | 280.1882 | 48.9032 | 78.0755 | 1.7745 | 19.4865 | 19.5865 | 0 | 0.12396 | 3.4385
1995-01-02 14:00 | 289.7386 | 238.5989 | 215.1325 | 42.336 | 78.0755 | 1.7746 | 19.8794 | 19.6274 | 0 | 0.12396 | 0.5796
1995-01-02 15:00 | 281.6541 | 240.5842 | 127.8172 | 53.3304 | 78.0755 | 1.7741 | 20.5116 | 19.7262 | 0 | 0.13462 | 0.82459
1995-01-02 16:00 | 286.2595 | 248.8581 | 41.5677 | 59.0317 | 80.9593 | 1.7736 | 18.0656 | 19.7948 | 0 | 0.1627 | 4.0117
1995-01-02 17:00 | 281.3367 | 250.1147 | 0.98848 | 69.3261 | 78.0755 | 1.7732 | 17.1881 | 19.845 | 0 | 0.1627 | 9.6353
1995-01-02 18:00 | 279.6123 | 248.8097 | 0 | 74.33 | 79.0817 | 1.773 | 19.5206 | 19.8278 | 0 | 0.1627 | 11.2927
1995-01-02 19:00 | 277.2721 | 246.2083 | 0 | 72.234 | 78.0755 | 1.7728 | 18.7134 | 19.8132 | 0 | 0.1627 | 8.437
1995-01-02 20:00 | 268.5802 | 239.8167 | 0 | 68.6904 | 78.0755 | 1.7731 | 17.9479 | 19.724 | 0 | 0.1627 | 10.1176
1995-01-02 21:00 | 257.2531 | 230.2368 | 0 | 77.215 | 78.0755 | 1.7939 | 17.007 | 19.6773 | 0 | 0.1627 | 14.6286
1995-01-02 22:00 | 244.6804 | 206.6003 | 0 | 65.7462 | 78.0755 | 1.8134 | 16.3171 | 19.6511 | 0 | 0.1627 | 14.4124
1995-01-02 23:00 | 232.6508 | 185.0083 | 0 | 62.8829 | 78.0755 | 1.8128 | 20.6353 | 19.6267 | 0 | 0.19201 | 6.2427
1995-01-03 | 221.6605 | 168.1362 | 0 | 74.3418 | 76.9311 | 2.3438 | 49.0144 | 19.584 | 0 | 0.98516 | 11.5464
1995-01-03 01:00 | 208.8428 | 149.1882 | 0 | 77.0351 | 74.1689 | 2.3437 | 48.4178 | 19.4958 | 0 | 0.98516 | 9.9513
1995-01-03 02:00 | 202.5346 | 138.8617 | 0 | 63.7068 | 72.9082 | 2.3434 | 50.0827 | 19.4655 | 0 | 0.98516 | 19.3267
1995-01-03 03:00 | 193.9516 | 125.7189 | 0 | 70.0638 | 68.1796 | 2.3595 | 42.8511 | 19.4507 | 0 | 0.98516 | 7.7344
1995-01-03 04:00 | 189.2191 | 115.033 | 0 | 63.4456 | 69.5217 | 2.4073 | 41.8703 | 19.4533 | 0 | 0.98516 | 7.0855
1995-01-03 05:00 | 182.994 | 105.2396 | 0 | 61.2236 | 68.8722 | 2.4623 | 38.9705 | 19.743 | 0 | 0.98516 | 14.441
1995-01-03 06:00 | 181.8732 | 97.0705 | 0.26198 | 73.5584 | 69.3105 | 2.4535 | 53.0207 | 19.7391 | 0 | 0.9517 | 11.7789
1995-01-03 07:00 | 175.0946 | 95.7794 | 6.6719 | 72.0358 | 75.1204 | 2.4305 | 52.9659 | 19.7125 | 0 | 0.92239 | 39.5376
1995-01-03 08:00 | 165.7906 | 92.7114 | 74.2859 | 91.0685 | 78.1556 | 2.4306 | 47.5291 | 19.6313 | 0 | 0.92239 | 25.0363
1995-01-03 09:00 | 156.383 | 93.0322 | 205.3436 | 60.639 | 77.1046 | 2.4313 | 45.2656 | 19.7572 | 0 | 0.85359 | 0.54705
1995-01-03 10:00 | 142.8982 | 88.4447 | 310.5759 | 52.2317 | 76.4321 | 2.4325 | 26.7796 | 19.7357 | 0 | 0.35359 | 0
1995-01-03 11:00 | 136.0623 | 93.9156 | 354.8492 | 51.0504 | 77.4624 | 2.0902 | 27.349 | 19.709 | 0 | 0.35359 | 0.62767
1995-01-03 12:00 | 127.1242 | 97.8131 | 360.8405 | 48.8449 | 76.9469 | 2.1291 | 26.7933 | 19.6861 | 0 | 0.38628 | 0
1995-01-03 13:00 | 123.5043 | 99.2849 | 323.9285 | 52.0093 | 81.0349 | 2.1291 | 40.9928 | 19.6933 | 0 | 0.39494 | 0.48357
1995-01-03 14:00 | 130.1302 | 97.5358 | 241.7655 | 63.252 | 79.9354 | 2.1297 | 46.1276 | 19.7202 | 0 | 0.3573 | 0.2534
1995-01-03 15:00 | 132.453 | 97.5558 | 123.2306 | 70.8767 | 81.2922 | 2.4597 | 45.8096 | 19.8073 | 0 | 0.37633 | 6.6305
1995-01-03 16:00 | 137.4677 | 98.2208 | 31.4591 | 105.5976 | 81.6918 | 2.4977 | 51.2544 | 19.878 | 0 | 0.95471 | 25.3797
1995-01-03 17:00 | 140.8041 | 100.5094 | 0.69284 | 106.0885 | 82.011 | 2.4972 | 60.4282 | 19.9323 | 0 | 0.93618 | 19.2136
1995-01-03 18:00 | 141.8639 | 108.1047 | 0 | 94.7515 | 82.5715 | 2.4992 | 61.2008 | 20.0347 | 0 | 0.9472 | 43.5899
1995-01-03 19:00 | 143.6355 | 111.2571 | 0 | 88.1955 | 82.5715 | 2.4992 | 61.4727 | 20.1026 | 0 | 0.96316 | 51.4807
1995-01-03 20:00 | 147.101 | 109.3969 | 0 | 92.6257 | 82.5715 | 2.4783 | 60.7493 | 20.0116 | 0 | 0.9652 | 49.2882
1995-01-03 21:00 | 147.9966 | 110.1794 | 0 | 86.5996 | 81.4735 | 2.5136 | 59.3518 | 19.9978 | 0 | 0.96675 | 49.3328
1995-01-03 22:00 | 152.5001 | 113.7389 | 0 | 92.6307 | 81.4735 | 2.5654 | 60.681 | 19.9462 | 0 | 0.94547 | 26.293
1995-01-03 23:00 | 152.6077 | 115.3463 | 0 | 85.2654 | 81.4735 | 2.5863 | 61.1806 | 19.8956 | 0 | 0.99386 | 45.3001
1995-01-04 | 150.6124 | 120.2997 | 0 | 100.0649 | 75.8795 | 2.0267 | 19.6918 | 19.8037 | 0 | 0.28405 | 31.618
1995-01-04 01:00 | 153.1631 | 125.1678 | 0 | 87.4749 | 75.8795 | 2.0263 | 20.44 | 19.8592 | 0 | 0.28405 | 19.5384
1995-01-04 02:00 | 156.1307 | 132.9901 | 0 | 94.2632 | 75.8795 | 1.8577 | 20.4418 | 19.8219 | 0 | 0.2954 | 33.4133
1995-01-04 03:00 | 157.9957 | 139.1757 | 0 | 82.9886 | 74.7611 | 1.7127 | 20.1927 | 19.8062 | 0 | 0.31814 | 5.6263
1995-01-04 04:00 | 159.2846 | 146.3221 | 0 | 70.1907 | 75.8795 | 1.7233 | 19.3615 | 19.817 | 0 | 0.10752 | 2.5339
1995-01-04 05:00 | 161.0458 | 150.7138 | 0 | 72.5087 | 75.8795 | 1.6919 | 20.535 | 19.8375 | 0 | 0.10469 | 1.2415
1995-01-04 06:00 | 159.653 | 160.9343 | 0.27983 | 76.543 | 75.8795 | 1.6746 | 18.3507 | 19.84 | 0 | 0.1149 | 2.3601
1995-01-04 07:00 | 160.5609 | 175.376 | 7.2107 | 99.509 | 75.8795 | 1.673 | 21.062 | 19.9159 | 0 | 0.11813 | 17.3025
1995-01-04 08:00 | 162.7593 | 179.954 | 85.904 | 80.6237 | 75.8795 | 1.6749 | 21.0034 | 20.0149 | 0 | 0.056761 | 4.9389
1995-01-04 09:00 | 158.9735 | 180.8924 | 230.8757 | 54.3618 | 75.8795 | 1.6758 | 21.0325 | 20.0455 | 0 | 0.044578 | 0.43269
1995-01-04 10:00 | 143.7264 | 182.1406 | 320.2526 | 59.8436 | 64.6626 | 1.6657 | 18.8073 | 20.0788 | 0 | 0.057203 | 0.27998
1995-01-04 11:00 | 118.8886 | 174.5766 | 389.6472 | 69.7942 | 32.318 | 1.6781 | 18.7251 | 20.0332 | 0 | 0.010554 | 0.39049
1995-01-04 12:00 | 125.0124 | 184.2365 | 378.6837 | 54.8027 | 48.4638 | 1.6793 | 18.719 | 20.0928 | 0 | 0.040666 | 0.30119
1995-01-04 13:00 | 123.7275 | 184.2766 | 348.2993 | 60.4191 | 60.0923 | 1.6793 | 18.682 | 20.0784 | 0 | 0.049524 | 0
1995-01-04 14:00 | 151.6126 | 183.5342 | 257.2478 | 59.4954 | 75.3454 | 1.6913 | 21.1875 | 20.0629 | 0 | 0.010999 | 0.53535
1995-01-04 15:00 | 165.984 | 195.9157 | 133.7938 | 77.5607 | 77.8477 | 1.6745 | 21.2455 | 20.1583 | 0 | 0.030481 | 4.6318
1995-01-04 16:00 | 184.462 | 200.8006 | 31.4501 | 94.0925 | 75.3631 | 1.6628 | 20.0277 | 20.2168 | 0 | 0.13762 | 38.8261
1995-01-04 17:00 | 198.1232 | 204.7326 | 1.1456 | 73.362 | 75.713 | 1.6628 | 19.8159 | 20.2776 | 0 | 0.10453 | 41.1244
1995-01-04 18:00 | 206.2465 | 216.9451 | 0 | 87.5245 | 74.7795 | 1.6624 | 19.9882 | 20.3349 | 0 | 0.10453 | 23.2733
1995-01-04 19:00 | 210.9189 | 227.8913 | 0 | 84.487 | 74.7795 | 1.6621 | 20.5239 | 20.3669 | 0 | 0.10453 | 25.1599
1995-01-04 20:00 | 217.345 | 235.3698 | 0 | 66.1559 | 74.6888 | 1.6775 | 19.9253 | 20.2896 | 0 | 0.10453 | 22.8348
1995-01-04 21:00 | 222.4716 | 237.7906 | 0 | 57.5668 | 72.3435 | 1.7061 | 20.2366 | 20.2374 | 0 | 0.10453 | 23.3664
1995-01-04 22:00 | 219.8046 | 238.8161 | 0 | 66.2126 | 71.2125 | 1.7063 | 20.1206 | 20.0389 | 0 | 0.10453 | 9.2105
1995-01-04 23:00 | 223.3939 | 234.8766 | 0 | 67.7817 | 71.2125 | 1.7062 | 20.8592 | 20.0058 | 0 | 0.13277 | 25.6971
1995-01-05 | 219.9367 | 236.6594 | 0 | 69.9322 | 71.2125 | 1.7059 | 22.411 | 19.4451 | 0 | 0.26081 | 11.5729
1995-01-05 01:00 | 212.3735 | 243.2163 | 0 | 60.9803 | 71.2125 | 1.7056 | 22.2793 | 19.9236 | 0 | 0.26081 | 7.4523
1995-01-05 02:00 | 210.7647 | 252.1611 | 0 | 59.8402 | 71.2125 | 1.7051 | 22.326 | 19.9044 | 0 | 0.26081 | 4.3848
1995-01-05 03:00 | 207.7248 | 256.491 | 0 | 49.2829 | 71.2125 | 1.7042 | 20.8243 | 19.465 | 0 | 0.23677 | 0.15091
1995-01-05 04:00 | 210.0972 | 256.2575 | 0 | 45.4594 | 71.2125 | 1.703 | 20.0685 | 19.8592 | 0 | 0.23677 | 0.35581
1995-01-05 05:00 | 209.9481 | 256.4797 | 0 | 39.7878 | 71.2125 | 1.6623 | 19.791 | 19.4884 | 0 | 0.23677 | 0.48522
1995-01-05 06:00 | 212.9163 | 257.783 | 0.33712 | 47.6718 | 71.2125 | 1.6551 | 20.0761 | 18.4724 | 0 | 0.23677 | 0.24016
1995-01-05 07:00 | 220.2358 | 261.3732 | 7.3771 | 67.5608 | 71.2125 | 1.6514 | 20.3633 | 19.9966 | 0 | 0.2315 | 17.0419
1995-01-05 08:00 | 222.1916 | 265.4211 | 75.7664 | 49.7447 | 71.2125 | 1.651 | 19.6692 | 18.6263 | 0 | 0.13973 | 2.3248
1995-01-05 09:00 | 212.0386 | 266.244 | 203.7451 | 43.6039 | 67.4008 | 1.6515 | 19.6497 | 20.0682 | 0 | 0.02297 | 0
1995-01-05 10:00 | 210.4765 | 265.1648 | 295.3566 | 39.9155 | 55.7021 | 1.6527 | 19.2488 | 19.7598 | 0 | 0.02297 | 0
1995-01-05 11:00 | 190.9579 | 265.2949 | 340.0651 | 50.8797 | 38.4069 | 1.6538 | 18.6228 | 18.291 | 0 | 0.02297 | 0.30119
1995-01-05 12:00 | 177.1013 | 261.7465 | 347.5627 | 30.2588 | 51.9474 | 1.655 | 18.4024 | 19.7022 | 0 | 0.02297 | 0.72246
1995-01-05 13:00 | 179.8783 | 255.9337 | 305.9886 | 34.5023 | 50.3429 | 1.655 | 18.6414 | 18.2773 | 0 | 0.02297 | 1.4329
1995-01-05 14:00 | 196.9392 | 267.9368 | 215.0433 | 43.714 | 68.8912 | 1.6578 | 20.1212 | 19.1035 | 0 | 0.02297 | 4.3478
1995-01-05 15:00 | 210.8666 | 269.334 | 101.1388 | 51.5973 | 72.305 | 1.6577 | 21.9227 | 20.0702 | 0 | 0.2048 | 17.1855
1995-01-05 16:00 | 225.8603 | 274.7859 | 18.7903 | 67.1571 | 72.305 | 1.6573 | 23.3362 | 20.1735 | 0 | 0.30222 | 21.6386
1995-01-05 17:00 | 239.2582 | 281.31 | 0.50883 | 64.4819 | 72.305 | 1.6742 | 23.8186 | 20.306 | 0 | 0.30222 | 22.7921
1995-01-05 18:00 | 248.9565 | 282.7645 | 0 | 69.9657 | 72.305 | 1.6709 | 23.6129 | 20.3137 | 0 | 0.30222 | 25.2919
1995-01-05 19:00 | 252.5774 | 285.1038 | 0 | 62.6602 | 73.403 | 1.671 | 19.43 | 18.7929 | 0 | 0.30222 | 16.8747
1995-01-05 20:00 | 256.4841 | 284.8115 | 0 | 65.2158 | 73.403 | 1.6716 | 22.6204 | 18.6224 | 0 | 0.30222 | 17.7168
1995-01-05 21:00 | 254.6594 | 282.9125 | 0 | 64.5464 | 73.403 | 1.6551 | 21.4186 | 18.6426 | 0 | 0.30222 | 26.427
1995-01-05 22:00 | 249.7752 | 276.5502 | 0 | 59.9924 | 73.403 | 1.6556 | 22.5357 | 18.4654 | 0 | 0.30222 | 21.5211
1995-01-05 23:00 | 247.514 | 276.9527 | 0 | 65.6303 | 73.403 | 1.6595 | 21.3763 | 18.3044 | 0 | 0.31019 | 3.8106
1995-01-06 | 246.0088 | 280.2696 | 0 | 70.4475 | 76.97 | 1.9251 | 31.6144 | 19.4721 | 0 | 1.0062 | 9.285
1995-01-06 01:00 | 243.133 | 279.4327 | 0 | 55.8666 | 76.97 | 1.9243 | 27.0397 | 19.5254 | 0 | 1.0062 | 0.59273
1995-01-06 02:00 | 239.3176 | 278.2341 | 0 | 58.7841 | 76.97 | 1.922 | 24.8012 | 19.5016 | 0 | 1.0062 | 7.1522
1995-01-06 03:00 | 237.319 | 275.3173 | 0 | 56.2599 | 76.97 | 1.9256 | 38.6281 | 17.8238 | 0 | 1.0062 | 0.71345
1995-01-06 04:00 | 232.0022 | 266.9001 | 0 | 51.7097 | 76.97 | 1.9241 | 32.9606 | 19.386 | 0 | 1.0062 | 0
1995-01-06 05:00 | 226.5809 | 259.3256 | 0 | 48.476 | 76.97 | 1.9222 | 31.943 | 19.5782 | 0 | 1.0062 | 0
1995-01-06 06:00 | 222.8459 | 245.7748 | 0.26498 | 50.0878 | 76.97 | 1.9154 | 31.2746 | 19.696 | 0 | 1.0062 | 0.07
1995-01-06 07:00 | 227.9473 | 234.4534 | 6.8769 | 68.5335 | 76.97 | 1.9162 | 44.4621 | 18.1007 | 0 | 1.037 | 1.2854
1995-01-06 08:00 | 219.9339 | 223.418 | 68.9168 | 54.4148 | 76.97 | 1.9394 | 33.1035 | 19.6432 | 0 | 0.99493 | 0
1995-01-06 09:00 | 201.4075 | 207.8769 | 158.3058 | 49.1538 | 76.97 | 1.8991 | 35.3646 | 19.7844 | 0 | 0.39751 | 0
1995-01-06 10:00 | 159.9191 | 191.6798 | 244.0432 | 50.9478 | 76.97 | 1.9003 | 34.5311 | 18.1297 | 0 | 0.39751 | 0
1995-01-06 11:00 | 149.4937 | 176.9143 | 284.0687 | 45.8386 | 76.97 | 1.9231 | 36.2281 | 19.8413 | 0 | 0.39751 | 0
1995-01-06 12:00 | 148.192 | 164.9118 | 289.0336 | 42.869 | 76.97 | 1.917 | 40.67 | 19.8566 | 0 | 0.43034 | 0
1995-01-06 13:00 | 151.2559 | 150.6085 | 257.861 | 46.233 | 73.8298 | 1.912 | 59.1564 | 19.7981 | 0 | 0.43902 | 0.078196
1995-01-06 14:00 | 151.4044 | 140.2387 | 197.7636 | 49.5124 | 76.97 | 2.2335 | 78.0716 | 19.7763 | 0 | 7.7262 | 1.0041
1995-01-06 15:00 | 180.3942 | 136.2108 | 91.9579 | 68.3578 | 76.97 | 2.2745 | 90.8398 | 19.8593 | 0 | 8.5474 | 8.275
1995-01-06 16:00 | 186.0661 | 136.0672 | 29.011 | 73.4041 | 76.97 | 2.2939 | 104.6516 | 19.9294 | 0 | 8.7792 | 19.1005
1995-01-06 17:00 | 185.9464 | 137.7902 | 1.8094 | 66.2572 | 76.97 | 2.3162 | 105.0697 | 19.9887 | 0 | 10.1384 | 14.3934
1995-01-06 18:00 | 189.312 | 134.2082 | 0 | 59.8472 | 76.97 | 2.3118 | 102.2554 | 20.0219 | 0 | 7.9584 | 21.6007
1995-01-06 19:00 | 186.6758 | 120.7001 | 0 | 71.4699 | 75.872 | 2.2954 | 108.3236 | 19.9896 | 0 | 9.0842 | 15.8956
1995-01-06 20:00 | 183.8822 | 111.101 | 0 | 67.8489 | 75.872 | 2.3161 | 114.273 | 19.8374 | 0 | 9.877 | 31.0759
1995-01-06 21:00 | 179.5985 | 105.0536 | 0 | 73.0238 | 75.872 | 3.9963 | 114.6655 | 18.2963 | 0 | 8.2426 | 27.1375
1995-01-06 22:00 | 172.1468 | 94.3113 | 0 | 80.027 | 75.872 | 3.936 | 114.796 | 19.8889 | 0 | 10.4124 | 29.1943
1995-01-06 23:00 | 167.4713 | 81.5869 | 0 | 69.2153 | 75.872 | 3.935 | 110.8763 | 19.8142 | 0 | 10.3929 | 36.1942
1995-01-07 | 163.503 | 76.5567 | 0 | 86.2797 | 75.872 | 2.2769 | 89.5372 | 18.0873 | 0 | 1.0348 | 58.4203
1995-01-07 01:00 | 161.3549 | 73.4147 | 0 | 78.2999 | 75.872 | 2.2766 | 89.8856 | 18.0045 | 0 | 1.0157 | 45.6159
1995-01-07 02:00 | 157.2611 | 71.2025 | 0 | 80.2339 | 75.872 | 2.2404 | 90.5758 | 19.6949 | 0 | 1.0152 | 35.1258
1995-01-07 03:00 | 154.4602 | 65.6521 | 0 | 76.3334 | 75.872 | 2.2175 | 89.1744 | 19.6516 | 0 | 1.0339 | 28.3325
1995-01-07 04:00 | 156.7518 | 62.1949 | 0 | 68.0745 | 75.872 | 2.2385 | 86.8202 | 18.0823 | 0 | 1.0219 | 20.0055
1995-01-07 05:00 | 153.5183 | 58.0973 | 0 | 68.5792 | 75.872 | 2.2375 | 87.0489 | 19.6992 | 0 | 1.0196 | 0.17898
1995-01-07 06:00 | 154.2178 | 51.3381 | 0.33927 | 70.0449 | 75.872 | 2.2363 | 86.6658 | 19.5955 | 0 | 1.0279 | 1.0695
1995-01-07 07:00 | 151.951 | 49.228 | 7.735 | 76.5598 | 75.872 | 2.2356 | 87.5896 | 19.7822 | 0 | 1.0765 | 25.8822
1995-01-07 08:00 | 150.4113 | 46.6454 | 81.9254 | 68.4256 | 75.872 | 2.2439 | 69.8563 | 19.7186 | 0 | 1.0774 | 9.136
1995-01-07 09:00 | 139.1963 | 43.0487 | 193.3172 | 44.8562 | 75.872 | 2.2858 | 66.862 | 19.8439 | 0 | 0.47026 | 0.17596
1995-01-07 10:00 | 111.2013 | 39.3315 | 285.7943 | 39.0543 | 75.872 | 2.2871 | 68.7864 | 19.8595 | 0 | 0.48061 | 0.064491
1995-01-07 11:00 | 103.2053 | 38.9833 | 333.9763 | 33.0367 | 75.872 | 2.2885 | 66.3573 | 19.8415 | 0 | 0.44235 | 0
1995-01-07 12:00 | 107.2104 | 46.0479 | 332.2232 | 33.0663 | 75.872 | 2.3681 | 62.4743 | 19.9651 | 0 | 0.46705 | 0.016428
1995-01-07 13:00 | 109.9128 | 53.7364 | 297.3128 | 33.6016 | 75.872 | 2.3682 | 64.3828 | 19.9257 | 0 | 0.47432 | 0
1995-01-07 14:00 | 115.0672 | 59.5597 | 224.6217 | 46.0727 | 75.872 | 2.369 | 75.4287 | 19.8667 | 0 | 0.45657 | 0
1995-01-07 15:00 | 136.473 | 63.9205 | 113.7106 | 72.9311 | 75.872 | 2.3521 | 79.1695 | 19.9637 | 0 | 0.55584 | 5.9719
1995-01-07 16:00 | 143.0607 | 70.3367 | 37.0217 | 82.3777 | 75.872 | 2.3516 | 90.1253 | 20.0566 | 0 | 1.0639 | 25.417
1995-01-07 17:00 | 147.0622 | 77.4013 | 2.0625 | 84.2062 | 75.872 | 2.3712 | 90.4406 | 20.0912 | 0 | 1.0483 | 25.0073
1995-01-07 18:00 | 153.1531 | 92.0939 | 0 | 88.9939 | 75.872 | 2.392 | 90.4373 | 20.0482 | 0 | 1.0576 | 22.0223
1995-01-07 19:00 | 158.0243 | 117.873 | 0 | 76.8515 | 75.872 | 2.409 | 85.9392 | 18.3393 | 0 | 1.071 | 21.2886
1995-01-07 20:00 | 161.0963 | 141.5074 | 0 | 77.7836 | 75.872 | 2.3648 | 86.7848 | 19.9419 | 0 | 1.0727 | 10.7333
1995-01-07 21:00 | 162.17 | 163.6019 | 0 | 62.8359 | 75.872 | 2.3651 | 85.5981 | 19.8737 | 0 | 1.074 | 7.2053
1995-01-07 22:00 | 164.164 | 199.4084 | 0 | 44.7033 | 75.872 | 2.3684 | 75.124 | 18.2266 | 0 | 1.0561 | 0
1995-01-07 23:00 | 173.4776 | 210.1668 | 0 | 40.081 | 75.872 | 2.3673 | 59.8049 | 19.7674 | 0 | 1.0544 | 0
1995-01-08 | 177.8521 | 225.1556 | 0 | 75.643 | 72.305 | 1.6454 | 38.2807 | 18.2083 | 0 | 0.4905 | 16.9671
1995-01-08 01:00 | 183.5413 | 231.9994 | 0 | 64.7807 | 72.305 | 1.6643 | 35.4836 | 19.7212 | 0 | 0.44841 | 6.0516
1995-01-08 02:00 | 190.1163 | 236.5692 | 0 | 52.4655 | 72.305 | 1.6643 | 36.3761 | 19.8582 | 0 | 0.44841 | 0.65297
1995-01-08 03:00 | 195.1048 | 240.8613 | 0 | 41.3521 | 72.305 | 1.6636 | 33.6958 | 19.8066 | 0 | 0.44841 | 0.60613
1995-01-08 04:00 | 203.5221 | 247.9266 | 0 | 37.1026 | 72.305 | 1.6743 | 33.7432 | 19.697 | 0 | 0.44841 | 0
1995-01-08 05:00 | 212.2203 | 253.6956 | 0 | 29.6476 | 72.305 | 1.6733 | 33.7659 | 19.8356 | 0 | 0.44841 | 0.40788
1995-01-08 06:00 | 220.5425 | 254.7131 | 0.36613 | 52.2827 | 72.305 | 1.6728 | 39.1245 | 20.2112 | 0 | 0.44841 | 0.33459
1995-01-08 07:00 | 224.511 | 255.8199 | 7.7763 | 61.8601 | 72.305 | 1.6774 | 44.7174 | 19.5169 | 0 | 0.3691 | 0.74882
1995-01-08 08:00 | 229.4069 | 251.6549 | 78.0315 | 52.704 | 72.305 | 1.6941 | 32.3818 | 20.5973 | 0 | 0.3691 | 0.035337
1995-01-08 09:00 | 216.1049 | 254.8992 | 179.3318 | 27.7796 | 72.305 | 1.6945 | 30.9043 | 20.5585 | 0 | 0.3691 | 0
1995-01-08 10:00 | 203.8865 | 252.7619 | 253.1494 | 30.3393 | 72.305 | 1.6952 | 31.4695 | 20.5547 | 0 | 0.41119 | 0.18403
1995-01-08 11:00 | 196.263 | 250.1792 | 289.3611 | 29.9901 | 72.305 | 1.6968 | 31.6227 | 20.519 | 0 | 0.41119 | 0
1995-01-08 12:00 | 193.0671 | 243.4691 | 292.8244 | 41.489 | 71.2125 | 1.699 | 33.7007 | 20.4851 | 0 | 0.41119 | 1.2575
1995-01-08 13:00 | 198.197 | 231.9382 | 262.3036 | 31.1926 | 71.2125 | 1.6991 | 31.9934 | 20.4856 | 0 | 0.41119 | 0.58004
1995-01-08 14:00 | 202.0374 | 214.3161 | 202.3326 | 32.5007 | 71.2125 | 1.6759 | 34.0416 | 20.5624 | 0 | 0.46119 | 0.16081
1995-01-08 15:00 | 217.5743 | 204.5913 | 116.7556 | 54.2587 | 71.2125 | 1.6752 | 35.9834 | 20.609 | 0 | 0.46119 | 10.1928
1995-01-08 16:00 | 226.7535 | 226.9594 | 40.3651 | 63.4942 | 71.2125 | 1.6745 | 45.8735 | 20.6606 | 0 | 0.46119 | 11.9851
1995-01-08 17:00 | 232.8189 | 250.6982 | 2.5831 | 75.0399 | 71.2125 | 1.6685 | 46.5093 | 20.698 | 0 | 0.46119 | 15.5274
1995-01-08 18:00 | 236.0429 | 263.2744 | 0 | 61.6999 | 71.2125 | 1.6804 | 44.9889 | 20.6789 | 0 | 0.46119 | 13.7421
1995-01-08 19:00 | 238.8562 | 262.1456 | 0 | 60.8918 | 71.2125 | 1.669 | 42.6184 | 20.674 | 0 | 0.46119 | 11.134
1995-01-08 20:00 | 238.8116 | 259.7609 | 0 | 58.6581 | 71.2125 | 1.7144 | 45.8829 | 20.6369 | 0 | 0.46119 | 15.0333
1995-01-08 21:00 | 240.3108 | 248.0633 | 0 | 66.4498 | 71.2125 | 1.7145 | 43.806 | 20.5606 | 0 | 0.46119 | 16.0353
1995-01-08 22:00 | 234.8045 | 262.934 | 0 | 57.2663 | 70.1145 | 1.739 | 32.0536 | 18.7545 | 0 | 0.46119 | 5.8055
1995-01-08 23:00 | 232.5705 | 267.0055 | 0 | 49.7834 | 70.1145 | 1.7394 | 32.0426 | 19.8698 | 0 | 0.4905 | 0.45478
1995-01-09 | 226.955 | 275.6536 | 0 | 59.8128 | 70.1145 | 1.7389 | 29.5573 | 20.1065 | 0 | 0.4905 | 4.2021
1995-01-09 01:00 | 232.0139 | 272.4569 | 0 | 39.5894 | 70.1145 | 1.739 | 29.3411 | 19.9391 | 0 | 0.44841 | 2.0488
1995-01-09 02:00 | 226.283 | 274.5155 | 0 | 35.1057 | 70.1145 | 1.7394 | 26.4156 | 19.8668 | 0 | 0.44841 | 0.10739
1995-01-09 03:00 | 228.2783 | 268.7538 | 0 | 38.9326 | 69.6096 | 1.7389 | 25.4749 | 19.8948 | 0 | 0.44841 | 0.10954
1995-01-09 04:00 | 231.1652 | 257.9458 | 0 | 36.6056 | 68.5573 | 1.7462 | 25.5247 | 19.8415 | 0 | 0.44841 | 0.10591
1995-01-09 05:00 | 232.7245 | 254.7737 | 0 | 42.7214 | 65.8665 | 1.7454 | 25.6974 | 19.9303 | 0 | 0.44841 | 0.041212
1995-01-09 06:00 | 230.3613 | 239.6847 | 0.34389 | 65.6794 | 70.1145 | 1.7453 | 29.1914 | 19.9868 | 0 | 0.44841 | 2.8225
1995-01-09 07:00 | 227.9739 | 244.8351 | 6.5445 | 80.2084 | 70.1145 | 1.7434 | 32.9762 | 20.1712 | 0 | 0.4191 | 9.6182
1995-01-09 08:00 | 227.3936 | 246.8858 | 71.1656 | 69.2882 | 70.1145 | 1.7444 | 32.2021 | 20.4811 | 0 | 0.3111 | 0.34151
1995-01-09 09:00 | 227.7139 | 244.0055 | 170.2435 | 33.354 | 70.1145 | 1.7451 | 33.2447 | 20.4676 | 0 | 0.2611 | 0
1995-01-09 10:00 | 212.8852 | 258.9265 | 250.9039 | 30.0164 | 70.1145 | 1.7459 | 32.8415 | 20.412 | 0 | 0.2611 | 0
1995-01-09 11:00 | 207.5378 | 271.7402 | 292.2401 | 35.4711 | 70.1145 | 1.7829 | 33.4437 | 20.4364 | 0 | 0.2611 | 0
1995-01-09 12:00 | 217.7645 | 279.9258 | 288.2717 | 42.9749 | 70.1145 | 1.9205 | 34.0925 | 20.4841 | 0 | 0.3111 | 0
1995-01-09 13:00 | 232.5625 | 280.3951 | 250.7113 | 36.1741 | 70.1145 | 1.9191 | 34.1322 | 20.5037 | 0 | 0.3111 | 0.13687
1995-01-09 14:00 | 243.8012 | 278.7032 | 193.3978 | 46.7314 | 70.1145 | 1.8781 | 34.2238 | 20.5607 | 0 | 0.3111 | 0.34018
1995-01-09 15:00 | 272.6074 | 276.5205 | 104.2389 | 55.4403 | 70.1145 | 1.8775 | 34.9568 | 20.4231 | 0 | 0.3111 | 8.1602
1995-01-09 16:00 | 285.819 | 279.24 | 39.201 | 79.2386 | 70.1145 | 1.8769 | 46.9398 | 20.5203 | 0 | 0.31137 | 13.5897
1995-01-09 17:00 | 298.7383 | 279.4486 | 2.975 | 83.6211 | 69.0165 | 1.8763 | 47.3487 | 20.6924 | 0 | 0.31137 | 15.0043
1995-01-09 18:00 | 314.4831 | 279.4557 | 0 | 57.6184 | 69.0165 | 1.8646 | 48.853 | 20.5777 | 0 | 0.31137 | 11.921
1995-01-09 19:00 | 327.1342 | 282.9011 | 0 | 51.978 | 69.0165 | 1.8738 | 48.6721 | 20.691 | 0 | 0.31137 | 7.5796
1995-01-09 20:00 | 335.4678 | 288.7094 | 0 | 50.2351 | 69.0165 | 1.8743 | 40.6542 | 20.6208 | 0 | 0.31137 | 4.0495
1995-01-09 21:00 | 336.5871 | 293.3613 | 0 | 46.7149 | 67.686 | 1.8744 | 43.7637 | 20.5896 | 0 | 0.31137 | 1.6502
1995-01-09 22:00 | 336.0713 | 293.6433 | 0 | 46.996 | 64.3537 | 1.8664 | 42.4223 | 20.5767 | 0 | 0.31137 | 3.2471
1995-01-09 23:00 | 335.9105 | 294.6336 | 0 | 43.8634 | 61.6274 | 1.8653 | 42.9589 | 20.5094 | 0 | 0.34068 | 4.5047
1995-01-10 | 333.6725 | 290.1038 | 0 | 45.1788 | 55.061 | 1.8678 | 22.3222 | 20.2502 | 0 | 0.28943 | 0
1995-01-10 01:00 | 333.3193 | 282.094 | 0 | 47.3597 | 37.1425 | 1.9025 | 16.8806 | 20.2339 | 0 | 0.28943 | 0
1995-01-10 02:00 | 333.4285 | 267.9621 | 0 | 57.6403 | 20.7932 | 1.902 | 17.6346 | 20.26 | 0 | 0.28943 | 0
1995-01-10 03:00 | 333.402 | 234.164 | 0 | 45.2334 | 17.3047 | 1.9006 | 18.4416 | 20.2362 | 0 | 0.28943 | 0.26255
1995-01-10 04:00 | 331.665 | 218.5298 | 0 | 49.976 | 11.9154 | 1.8987 | 15.3687 | 20.2399 | 0 | 0.28943 | 0.18403
1995-01-10 05:00 | 329.8867 | 214.3437 | 0 | 37.9944 | 11.9154 | 1.8966 | 15.7312 | 20.2898 | 0 | 0.28943 | 0.75361
1995-01-10 06:00 | 324.4224 | 218.3164 | 0.37483 | 50.3361 | 12.1881 | 1.8953 | 20.2398 | 20.295 | 0 | 0.28943 | 0.60345
1995-01-10 07:00 | 325.79 | 219.9697 | 10.1856 | 62.0193 | 20.6095 | 1.8945 | 27.256 | 20.382 | 0 | 0.26012 | 25.4009
1995-01-10 08:00 | 322.626 | 219.7767 | 60.7541 | 44.7425 | 46.7775 | 1.8949 | 22.245 | 20.4079 | 0 | 0.26012 | 27.8054
1995-01-10 09:00 | 316.2858 | 220.415 | 160.2115 | 42.6855 | 34.9091 | 1.896 | 20.4927 | 20.4327 | 0 | 0.1627 | 5.8192
1995-01-10 10:00 | 302.3617 | 228.0935 | 229.7009 | 47.4618 | 18.6755 | 1.8975 | 12.9015 | 20.4252 | 0 | 0.1627 | 6.51
1995-01-10 11:00 | 291.1045 | 254.1866 | 272.067 | 32.438 | 19.1829 | 1.8992 | 13.6792 | 20.2165 | 0 | 0.1627 | 0
1995-01-10 12:00 | 303.7416 | 261.6252 | 276.9838 | 26.5988 | 21.1352 | 1.9009 | 12.9755 | 20.1101 | 0 | 0.1627 | 0
1995-01-10 13:00 | 304.9544 | 268.934 | 248.4173 | 25.7336 | 19.8874 | 1.9011 | 12.9189 | 20.09 | 0 | 0.1627 | 0
1995-01-10 14:00 | 302.7749 | 271.4845 | 193.0504 | 35.8268 | 20.5269 | 1.9021 | 16.783 | 20.1186 | 0 | 0.1627 | 0.56866
1995-01-10 15:00 | 306.0532 | 271.1193 | 115.5816 | 35.7853 | 20.8942 | 1.9046 | 21.9007 | 20.3405 | 0 | 0.30985 | 5.7457
1995-01-10 16:00 | 313.4 | 260.1349 | 42.2685 | 54.8398 | 29.4434 | 1.904 | 28.1524 | 20.3958 | 0 | 0.35194 | 27.2232
1995-01-10 17:00 | 311.2769 | 251.5343 | 3.5581 | 37.39 | 58.5464 | 1.9042 | 22.4447 | 20.5668 | 0 | 0.35194 | 41.3009
1995-01-10 18:00 | 308.573 | 245.5997 | 0 | 44.6009 | 44.4316 | 1.9039 | 32.2651 | 20.569 | 0 | 0.35194 | 29.037
1995-01-10 19:00 | 307.5839 | 237.7915 | 0 | 52.4083 | 28.3585 | 1.9022 | 36.0045 | 20.5754 | 0 | 0.35194 | 44.9165
1995-01-10 20:00 | 305.526 | 236.1263 | 0 | 43.311 | 44.4212 | 1.9031 | 36.2795 | 20.5732 | 0 | 0.35194 | 28.8299
1995-01-10 21:00 | 302.0229 | 239.5469 | 0 | 40.0688 | 54.6132 | 1.9036 | 31.3679 | 20.6057 | 0 | 0.30985 | 44.8538
1995-01-10 22:00 | 298.8498 | 259.2545 | 0 | 48.1174 | 34.7952 | 1.9043 | 21.8973 | 20.5746 | 0 | 0.25985 | 17.031
1995-01-10 23:00 | 294.2434 | 264.9228 | 0 | 44.3929 | 26.393 | 1.9046 | 24.4458 | 20.1911 | 0 | 0.28916 | 6.0268
1995-01-11 | 292.7113 | 272.4167 | 0 | 49.7352 | 57.4144 | 1.9046 | 16.7211 | 20.415 | 0 | 0.28916 | 6.5143
1995-01-11 01:00 | 288.2592 | 273.3653 | 0 | 43.066 | 48.7524 | 1.9044 | 15.8259 | 20.3488 | 0 | 0.28916 | 0.76514
1995-01-11 02:00 | 288.758 | 267.9469 | 0 | 59.4308 | 25.792 | 1.904 | 14.5735 | 20.3481 | 0 | 0.28916 | 1.7434
1995-01-11 03:00 | 289.6361 | 265.7985 | 0 | 52.8988 | 24.3412 | 1.9137 | 14.4812 | 20.0995 | 0 | 0.28916 | 1.5169
1995-01-11 04:00 | 293.0082 | 263.448 | 0 | 39.0107 | 22.0725 | 1.9121 | 13.5311 | 20.1108 | 0 | 0.28916 | 5.1534
1995-01-11 05:00 | 293.0157 | 261.925 | 0 | 47.303 | 21.8763 | 1.91 | 13.5063 | 20.1971 | 0 | 0.28916 | 6.1382
1995-01-11 06:00 | 291.8051 | 254.6951 | 0.27973 | 42.2979 | 54.2313 | 1.9088 | 14.8458 | 20.6161 | 0 | 0.28916 | 7.7577
1995-01-11 07:00 | 295.7087 | 250.6474 | 11.6196 | 47.4712 | 70.7863 | 1.9081 | 13.3851 | 20.9404 | 0 | 0.25985 | 27.0622
1995-01-11 08:00 | 294.9045 | 250.8247 | 62.6581 | 61.7335 | 63.6535 | 1.9083 | 10.52 | 20.9911 | 0 | 0.25985 | 6.6379
1995-01-11 09:00 | 284.5115 | 249.879 | 163.256 | 32.175 | 64.8985 | 1.9091 | 9.9817 | 20.7205 | 0 | 0.1627 | 4.8274
1995-01-11 10:00 | 267.0963 | 250.9935 | 236.2419 | 27.9 | 49.6611 | 1.9107 | 9.2894 | 20.599 | 0 | 0.1627 | 0
1995-01-11 11:00 | 268.2382 | 249.3404 | 287.7496 | 45.036 | 19.8874 | 1.9122 | 8.974 | 20.5892 | 0 | 0.1627 | 0.19648
1995-01-11 12:00 | 265.0678 | 247.1651 | 297.432 | 28.5516 | 28.2886 | 1.9136 | 8.9242 | 20.5772 | 0 | 0.065105 | 0.28606
1995-01-11 13:00 | 268.8124 | 249.0049 | 275.581 | 26.8462 | 29.6839 | 1.9137 | 8.9432 | 20.6391 | 0 | 0.065105 | 0.29073
1995-01-11 14:00 | 283.3343 | 252.1569 | 214.2761 | 40.8365 | 25.75 | 1.9146 | 9.1138 | 20.8464 | 0 | 0.1627 | 1.6886
1995-01-11 15:00 | 289.8505 | 255.8728 | 126.2583 | 33.109 | 55.0667 | 1.9146 | 12.8234 | 20.902 | 0 | 0.25985 | 6.7403
1995-01-11 16:00 | 304.9166 | 258.2457 | 38.2833 | 47.8908 | 68.1994 | 1.9141 | 15.6573 | 20.9542 | 0 | 0.25985 | 20.1167
1995-01-11 17:00 | 307.2793 | 260.4251 | 4.0123 | 45.8174 | 68.1994 | 1.9141 | 13.5183 | 21.0737 | 0 | 0.25985 | 24.4768
1995-01-11 18:00 | 313.4487 | 261.5903 | 0 | 48.3353 | 68.1994 | 1.914 | 14.09 | 21.0123 | 0 | 0.25985 | 22.3729
1995-01-11 19:00 | 312.1015 | 270.2494 | 0 | 35.9663 | 63.1686 | 1.9142 | 13.4323 | 20.9996 | 0 | 0.25985 | 23.5922
1995-01-11 20:00 | 316.0649 | 273.7376 | 0 | 54.652 | 49.3188 | 1.9151 | 11.7034 | 20.9593 | 0 | 0.25985 | 24.885
1995-01-11 21:00 | 318.8221 | 272.9774 | 0 | 48.61 | 68.1994 | 1.9154 | 11.7195 | 20.869 | 0 | 0.25985 | 9.8988
1995-01-11 22:00 | 311.7931 | 272.3366 | 0 | 38.3718 | 68.1994 | 1.9548 | 10.4436 | 20.7402 | 0 | 0.25985 | 8.3983
1995-01-11 23:00 | 313.8396 | 274.35 | 0 | 28.0874 | 68.1994 | 1.923 | 8.5673 | 20.3891 | 0 | 0.28916 | 3.4691
1995-01-12 | 320.5328 | 275.3707 | 0 | 40.7804 | 75.5304 | 1.9636 | 17.981 | 20.5101 | 0 | 0.23677 | 6.7147
1995-01-12 01:00 | 321.7042 | 277.56 | 0 | 28.7194 | 70.9163 | 1.9633 | 18.5153 | 20.4801 | 0 | 0.23166 | 9.0787
1995-01-12 02:00 | 319.6174 | 276.4183 | 0 | 26.4539 | 70.3845 | 1.9502 | 16.3754 | 20.4653 | 0 | 0.19205 | 0.45901
1995-01-12 03:00 | 323.358 | 271.1407 | 0 | 27.9378 | 70.3845 | 1.9377 | 18.2213 | 20.4347 | 0 | 0.19205 | 0.99364
1995-01-12 04:00 | 324.9512 | 267.005 | 0 | 17.3048 | 70.3845 | 1.9173 | 18.4812 | 20.5026 | 0 | 0.19205 | 2.9294
1995-01-12 05:00 | 326.2526 | 267.9528 | 0 | 21.8223 | 65.7427 | 1.9038 | 18.1789 | 20.5057 | 0 | 0.19205 | 3.6852
1995-01-12 06:00 | 328.3348 | 270.5624 | 0.25598 | 24.3093 | 70.3845 | 1.9023 | 21.285 | 20.6703 | 0 | 0.19205 | 2.4551
1995-01-12 07:00 | 327.9821 | 277.7451 | 10.6287 | 46.5012 | 75.2507 | 1.9012 | 25.8111 | 20.8533 | 0 | 0.21398 | 17.5607
1995-01-12 08:00 | 327.6951 | 275.9115 | 78.1519 | 33.6051 | 80.1175 | 1.9013 | 19.0298 | 20.9241 | 0 | 0.20961 | 10.4222
1995-01-12 09:00 | 315.6963 | 270.9686 | 188.3219 | 14.6327 | 71.8516 | 1.9021 | 18.6783 | 20.95 | 0 | 0.13196 | 0.15529
1995-01-12 10:00 | 292.181 | 269.9023 | 274.4903 | 31.5681 | 53.3319 | 1.8839 | 18.0335 | 20.9185 | 0 | 0.14113 | 0.07607
1995-01-12 11:00 | 287.8231 | 262.3239 | 327.8409 | 18.9878 | 53.8162 | 1.8854 | 18.464 | 20.6309 | 0 | 0.10724 | 0.18403
1995-01-12 12:00 | 299.2793 | 263.0664 | 320.4678 | 13.2689 | 52.8769 | 1.8868 | 17.5938 | 20.5899 | 0 | 0.12912 | 0.25929
1995-01-12 13:00 | 304.1843 | 264.4569 | 290.5555 | 15.0795 | 58.7699 | 1.8867 | 18.8532 | 20.5903 | 0 | 0.13555 | 0.10384
1995-01-12 14:00 | 310.9765 | 255.2595 | 232.296 | 23.488 | 59.1099 | 1.8756 | 18.9843 | 20.8587 | 0 | 0.10756 | 0.16334
1995-01-12 15:00 | 315.2439 | 253.535 | 135.0499 | 29.5607 | 79.1865 | 1.8753 | 22.2916 | 20.9018 | 0 | 0.19563 | 4.5319
1995-01-12 16:00 | 322.206 | 249.0733 | 44.049 | 41.5736 | 79.1865 | 2.5093 | 33.7142 | 20.9866 | 0 | 1.7326 | 8.2358
1995-01-12 17:00 | 322.2113 | 244.6256 | 4.3915 | 45.2807 | 76.6955 | 2.509 | 26.3901 | 20.9702 | 0 | 1.7188 | 14.4914
1995-01-12 18:00 | 320.7388 | 236.0141 | 0 | 59.7046 | 77.8009 | 2.6757 | 36.3495 | 21.0583 | 0 | 1.727 | 16.3852
1995-01-12 19:00 | 317.4496 | 215.7095 | 0 | 42.8199 | 74.6266 | 3.1813 | 40.1368 | 21.0991 | 0 | 2.7849 | 29.7948
1995-01-12 20:00 | 311.7268 | 191.0683 | 0 | 49.9159 | 78.529 | 3.1818 | 32.469 | 21.0849 | 0 | 2.7864 | 37.3119
1995-01-12 21:00 | 305.3708 | 169.4412 | 0 | 61.5883 | 76.5737 | 3.1839 | 47.4973 | 20.9489 | 0 | 2.7875 | 28.2964
1995-01-12 22:00 | 298.6252 | 138.3629 | 0 | 49.8481 | 78.529 | 3.1653 | 46.9348 | 20.8073 | 0 | 2.2306 | 42.74
1995-01-12 23:00 | 285.422 | 125.2846 | 0 | 52.9872 | 77.4571 | 3.1845 | 47.9125 | 20.5998 | 0 | 2.77 | 27.5604
1995-01-13 | 275.0421 | 115.6584 | 0 | 67.4426 | 69.488 | 1.7995 | 14.9545 | 20.1505 | 0 | 0.014763 | 32.9747
1995-01-13 01:00 | 265.8132 | 111.1924 | 0 | 68.8935 | 68.629 | 1.7989 | 15.2599 | 19.8403 | 0 | 0.014763 | 17.9222
1995-01-13 02:00 | 253.7648 | 107.2616 | 0 | 55.8636 | 68.4823 | 1.795 | 14.9928 | 20.1351 | 0 | 0.014763 | 29.2364
1995-01-13 03:00 | 240.8904 | 107.0119 | 0 | 64.6052 | 68.4177 | 1.7925 | 15.0281 | 20.1809 | 0 | 0.014763 | 39.8333
1995-01-13 04:00 | 235.0252 | 109.899 | 0 | 62.9046 | 68.629 | 1.7902 | 14.8765 | 19.8038 | 0 | 0.014763 | 23.3336
1995-01-13 05:00 | 224.4363 | 114.2108 | 0 | 56.3733 | 68.629 | 1.7888 | 14.9963 | 19.9514 | 0 | 0.0096497 | 22.5053
1995-01-13 06:00 | 212.135 | 120.2796 | 0.21721 | 51.9334 | 68.2237 | 1.7871 | 15.3791 | 20.406 | 0 | 0.0096497 | 5.9777
1995-01-13 07:00 | 204.3422 | 127.7235 | 9.0505 | 78.1095 | 68.629 | 1.7859 | 15.3552 | 20.2451 | 0 | 0.0072028 | 26.9935
1995-01-13 08:00 | 194.3054 | 130.714 | 87.8848 | 56.0775 | 68.629 | 1.786 | 15.3698 | 20.2351 | 0 | 0.0072028 | 13.9532
1995-01-13 09:00 | 171.2716 | 135.6255 | 214.2677 | 47.4411 | 67.9364 | 1.7867 | 15.4298 | 20.2821 | 0 | 0.0072028 | 13.1405
1995-01-13 10:00 | 158.8823 | 121.4651 | 313.5395 | 47.1091 | 68.629 | 1.7882 | 15.4416 | 20.302 | 0 | 0.0072028 | 7.888
1995-01-13 11:00 | 156.1303 | 131.1528 | 359.2437 | 35.4548 | 68.752 | 1.7897 | 15.3779 | 20.3253 | 0 | 0.0072028 | 0.65384
1995-01-13 12:00 | 147.1825 | 146.4508 | 365.7076 | 29.0455 | 70.3856 | 1.7993 | 15.3508 | 20.2481 | 0 | 0.0072028 | 0.45434
1995-01-13 13:00 | 155.5411 | 153.1225 | 328.4672 | 42.5554 | 58.435 | 1.7993 | 15.2666 | 20.2856 | 0 | 0.0072028 | 0.29249
1995-01-13 14:00 | 167.3173 | 151.3431 | 257.891 | 46.7518 | 76.6415 | 1.8002 | 15.4204 | 20.682 | 0 | 0.0072028 | 3.1586
1995-01-13 15:00 | 179.4564 | 159.9369 | 157.9834 | 56.2288 | 78.529 | 1.7999 | 16.8934 | 20.3083 | 0 | 0.0072028 | 4.8474
1995-01-13 16:00 | 202.2424 | 166.24 | 55.1457 | 71.7741 | 78.529 | 1.7984 | 17.8914 | 20.3445 | 0 | 0.0072028 | 24.6641
1995-01-13 17:00 | 215.025 | 163.8994 | 5.1243 | 79.8723 | 78.529 | 1.7965 | 15.9269 | 20.3947 | 0 | 0.0072028 | 15.1355
1995-01-13 18:00 | 224.9904 | 155.7498 | 0 | 81.7648 | 78.529 | 1.7959 | 19.1882 | 20.7802 | 0 | 0.0072028 | 28.0671
1995-01-13 19:00 | 232.7167 | 156.6907 | 0 | 63.9398 | 79.627 | 1.7959 | 19.1942 | 20.712 | 0 | 0.0072028 | 21.7677
1995-01-13 20:00 | 237.4598 | 160.5668 | 0 | 59.4957 | 79.627 | 1.7966 | 18.9461 | 20.2479 | 0 | 0.0072028 | 17.8522
1995-01-13 21:00 | 240.3215 | 167.407 | 0 | 72.4903 | 79.5366 | 1.7968 | 18.8848 | 20.2636 | 0 | 0.0072028 | 30.3538
1995-01-13 22:00 | 243.1124 | 170.6988 | 0 | 60.3093 | 76.8674 | 1.7849 | 18.6538 | 19.939 | 0 | 0.0072028 | 25.0781
1995-01-13 23:00 | 240.0502 | 179.7148 | 0 | 44.4209 | 75.635 | 1.7848 | 18.684 | 20.0595 | 0 | 0.0072028 | 24.0837
1995-01-14 | 238.1202 | 184.0715 | 0 | 26.455 | 74.5172 | 2.1898 | 41.1345 | 19.6309 | 0 | 0.90136 | 10.6818
1995-01-14 01:00 | 234.2338 | 196.1929 | 0 | 29.7781 | 74.033 | 2.1892 | 30.6047 | 19.9023 | 0 | 0.69053 | 13.0952
1995-01-14 02:00 | 229.7727 | 204.6531 | 0 | 21.9588 | 74.033 | 2.1793 | 36.7698 | 19.5609 | 0 | 0.68574 | 6.5054
1995-01-14 03:00 | 225.5244 | 203.9469 | 0 | 26.1786 | 74.033 | 2.1763 | 29.402 | 19.6428 | 0 | 0.70043 | 1.088
1995-01-14 04:00 | 219.2123 | 203.6527 | 0 | 23.0305 | 74.033 | 2.1738 | 27.0192 | 19.4296 | 0 | 0.6128 | 1.0345
1995-01-14 05:00 | 212.9648 | 203.5938 | 0 | 17.5801 | 73.4629 | 2.1708 | 25.3932 | 19.5744 | 0 | 0.6128 | 1.0149
1995-01-14 06:00 | 217.1295 | 204.2229 | 0.35549 | 17.8273 | 69.4285 | 2.1689 | 25.5487 | 18.145 | 0 | 0.6128 | 0.20448
1995-01-14 07:00 | 219.5489 | 220.1855 | 6.8948 | 32.9645 | 74.033 | 2.1676 | 26.2797 | 18.6408 | 0 | 0.73057 | 10.2059
1995-01-14 08:00 | 216.3141 | 232.8326 | 91.0104 | 22.042 | 73.3446 | 1.8355 | 18.8438 | 19.0834 | 0 | 0.65732 | 0.47569
1995-01-14 09:00 | 212.7932 | 244.5523 | 207.0191 | 19.7891 | 68.8458 | 1.8364 | 15.4795 | 18.4277 | 0 | 0.035846 | 0.12648
1995-01-14 10:00 | 195.0579 | 239.44 | 286.9727 | 18.9879 | 68.6754 | 1.8548 | 15.5323 | 19.5547 | 0 | 0.044005 | 0.6854
1995-01-14 11:00 | 187.9952 | 254.2771 | 332.5574 | 12.9647 | 63.6854 | 1.8658 | 15.9481 | 19.959 | 0 | 0.013858 | 0.20455
1995-01-14 12:00 | 186.1919 | 265.1408 | 337.4481 | 12.8583 | 52.7124 | 1.8675 | 15.4756 | 19.914 | 0 | 0.033318 | 0
1995-01-14 13:00 | 186.0914 | 268.5733 | 307.973 | 21.551 | 48.1462 | 1.8674 | 15.705 | 19.9686 | 0 | 0.039042 | 1.3319
1995-01-14 14:00 | 195.3672 | 269.9959 | 248.8962 | 21.5183 | 57.1352 | 1.8684 | 16.3703 | 20.0067 | 0 | 0.014145 | 0.016221
1995-01-14 15:00 | 198.6868 | 274.2919 | 155.6381 | 28.1773 | 74.033 | 1.8681 | 20.1413 | 19.9916 | 0 | 0.11025 | 1.9901
1995-01-14 16:00 | 210.5152 | 277.1072 | 57.1816 | 28.5281 | 74.033 | 1.8799 | 29.7844 | 19.5048 | 0 | 0.72059 | 1.5571
1995-01-14 17:00 | 219.2858 | 270.3698 | 5.5329 | 26.5212 | 72.5044 | 1.8797 | 22.9352 | 18.4928 | 0 | 1.7992 | 0.25688
1995-01-14 18:00 | 221.3703 | 267.5019 | 0 | 35.5969 | 68.7686 | 1.8792 | 20.8893 | 18.4971 | 0 | 1.7992 | 0.85676
1995-01-14 19:00 | 226.0978 | 265.1489 | 0 | 36.8205 | 66.9676 | 1.8705 | 20.7189 | 18.5034 | 0 | 1.7992 | 0.90059
1995-01-14 20:00 | 224.4156 | 266.1241 | 0 | 33.7367 | 70.6058 | 1.8787 | 21.1996 | 19.6975 | 0 | 1.7992 | 1.6412
1995-01-14 21:00 | 222.6004 | 262.272 | 0 | 44.1534 | 67.6509 | 1.8789 | 24.6638 | 20.0903 | 0 | 1.7992 | 1.7924
1995-01-14 22:00 | 229.3563 | 254.549 | 0 | 35.8223 | 67.1535 | 1.8794 | 25.3656 | 18.7568 | 0 | 1.7992 | 0.70953
1995-01-14 23:00 | 227.7801 | 242.9254 | 0 | 32.8897 | 65.262 | 1.8791 | 26.1981 | 18.2518 | 0 | 1.7972 | 0.41301
1995-01-15 | 221.5604 | 233.1846 | 0 | 52.6405 | 74.033 | 1.8766 | 19.4722 | 20.1166 | 0 | 0.13277 | 15.3993
1995-01-15 01:00 | 220.494 | 216.8584 | 0 | 50.835 | 74.033 | 1.8763 | 16.0172 | 20.0804 | 0 | 0.13277 | 8.9244
1995-01-15 02:00 | 216.4897 | 199.6883 | 0 | 50.8612 | 74.033 | 1.8759 | 15.9795 | 20.0944 | 0 | 0.13277 | 4.2626
1995-01-15 03:00 | 213.3883 | 176.4959 | 0 | 52.2558 | 74.033 | 1.8746 | 16.3539 | 20.0682 | 0 | 0.13277 | 15.4124
1995-01-15 04:00 | 210.2607 | 165.2475 | 0 | 56.1593 | 74.033 | 1.8725 | 15.9205 | 19.9215 | 0 | 0.13277 | 7.1361
1995-01-15 05:00 | 208.2185 | 154.9288 | 0 | 61.8318 | 72.7133 | 1.8685 | 16.4523 | 20.1576 | 0 | 0.13277 | 15.1232
1995-01-15 06:00 | 208.7936 | 142.3523 | 0.30541 | 61.9295 | 74.033 | 1.8676 | 16.9607 | 20.3213 | 0 | 0.13277 | 22.7899
1995-01-15 07:00 | 202.9595 | 133.1198 | 10.6332 | 66.0829 | 74.033 | 1.8706 | 20.6986 | 20.5381 | 0 | 0.13973 | 33.3639
1995-01-15 08:00 | 199.5848 | 125.8635 | 89.8661 | 76.4054 | 74.033 | 1.8506 | 17.3698 | 20.5619 | 0 | 0.10453 | 23.9712
1995-01-15 09:00 | 190.85 | 121.3636 | 199.8515 | 60.5212 | 74.5285 | 1.8512 | 17.6324 | 20.5759 | 0 | 0.10453 | 10.9538
1995-01-15 10:00 | 174.3751 | 119.9388 | 282.7788 | 50.4286 | 74.7886 | 1.8521 | 18.5656 | 20.5215 | 0 | 0.10453 | 11.9427
1995-01-15 11:00 | 161.1707 | 113.8968 | 329.3695 | 39.6851 | 75.2638 | 1.8542 | 21.5875 | 20.4853 | 0 | 0.10453 | 12.1757
1995-01-15 12:00 | 152.5788 | 115.7546 | 337.4225 | 36.7504 | 76.6543 | 1.8559 | 21.1166 | 20.4456 | 0 | 0.10453 | 15.1785
1995-01-15 13:00 | 151.2793 | 124.1772 | 313.4397 | 39.7673 | 77.1394 | 1.8559 | 20.6916 | 20.4749 | 0 | 0.10453 | 10.6079
1995-01-15 14:00 | 151.7033 | 126.1725 | 254.0921 | 48.9924 | 76.9171 | 1.856 | 21.2459 | 20.5123 | 0 | 0.10727 | 17.7205
1995-01-15 15:00 | 152.2107 | 146.0722 | 159.6976 | 70.6472 | 76.3493 | 1.8638 | 21.4479 | 20.5615 | 0 | 0.12131 | 24.5083
1995-01-15 16:00 | 155.7437 | 168.5269 | 60.9364 | 88.9584 | 75.7171 | 1.863 | 22.3359 | 20.6124 | 0 | 0.23238 | 46.0687
1995-01-15 17:00 | 157.7592 | 185.9836 | 5.8902 | 85.9541 | 75.7424 | 1.8623 | 22.9132 | 20.6859 | 0 | 0.2187 | 63.6367
1995-01-15 18:00 | 158.2202 | 198.716 | 0 | 98.8609 | 76.0158 | 1.861 | 23.0817 | 20.6115 | 0 | 0.26893 | 57.9351
1995-01-15 19:00 | 161.2128 | 208.8146 | 0 | 93.2362 | 76.1385 | 1.8519 | 23.2241 | 20.6819 | 0 | 0.2807 | 61.5214
1995-01-15 20:00 | 164.9461 | 224.1837 | 0 | 106.0315 | 75.4752 | 1.848 | 23.153 | 20.6103 | 0 | 0.2822 | 34.4533
1995-01-15 21:00 | 165.9198 | 239.764 | 0 | 88.017 | 75.3724 | 1.8477 | 23.0033 | 20.541 | 0 | 0.28335 | 29.3399
1995-01-15 22:00 | 171.0174 | 251.9925 | 0 | 72.3002 | 76.2235 | 1.8487 | 22.7208 | 20.4033 | 0 | 0.26765 | 18.1662
1995-01-15 23:00 | 172.2241 | 253.4974 | 0 | 75.4468 | 76.2235 | 1.8491 | 22.3522 | 20.2902 | 0 | 0.20458 | 8.4835
1995-01-16 | 172.9641 | 254.4977 | 0 | 65.1672 | 76.2235 | 1.8476 | 23.8804 | 20.0148 | 0 | 0.31768 | 4.2534
1995-01-16 01:00 | 177.4804 | 256.1256 | 0 | 55.711 | 76.2235 | 1.8598 | 23.5209 | 20.0862 | 0 | 0.31768 | 5.6541
1995-01-16 02:00 | 181.3476 | 259.1527 | 0 | 59.9564 | 74.5904 | 1.8597 | 23.4259 | 19.9558 | 0 | 0.31768 | 0.79205
1995-01-16 03:00 | 186.2833 | 263.1555 | 0 | 50.4673 | 75.7545 | 1.8584 | 22.2448 | 19.9493 | 0 | 0.31768 | 0.26587
1995-01-16 04:00 | 190.2433 | 268.0541 | 0 | 37.5441 | 74.5776 | 1.8568 | 21.1874 | 20.053 | 0 | 0.31768 | 0.18222
1995-01-16 05:00 | 197.036 | 274.4272 | 0 | 48.614 | 75.95 | 1.8273 | 21.8462 | 19.9747 | 0 | 0.31768 | 2.1062
1995-01-16 06:00 | 205.6709 | 280.8491 | 0.22237 | 55.1344 | 73.8455 | 1.8269 | 24.8454 | 19.9934 | 0 | 0.31768 | 0.27091
1995-01-16 07:00 | 218.1652 | 286.9812 | 13.9197 | 58.1996 | 75.2068 | 1.831 | 25.3228 | 20.1489 | 0 | 0.28837 | 0.59035
1995-01-16 08:00 | 227.8929 | 290.7713 | 103.0901 | 37.4162 | 73.8455 | 1.8324 | 22.6309 | 20.2915 | 0 | 0.28837 | 1.7623
1995-01-16 09:00 | 225.5113 | 292.6787 | 230.1559 | 29.6002 | 72.7899 | 1.8331 | 22.7632 | 18.5891 | 0 | 0.28837 | 0
1995-01-16 10:00 | 213.7932 | 294.1036 | 313.3033 | 34.8279 | 72.7475 | 1.8341 | 23.1311 | 20.2153 | 0 | 0.28837 | 0
1995-01-16 11:00 | 180.718 | 295.3144 | 391.1197 | 25.0171 | 73.4538 | 1.8245 | 23.0357 | 18.5371 | 0 | 0.28837 | 0
1995-01-16 12:00 | 174.6507 | 296.607 | 410.6915 | 31.5423 | 75.0567 | 1.8259 | 22.9843 | 18.474 | 0 | 0.28837 | 0.20455
1995-01-16 13:00 | 184.5126 | 295.9699 | 390.1925 | 33.061 | 75.1255 | 1.8381 | 22.9537 | 18.4673 | 0 | 0.28837 | 0
1995-01-16 14:00 | 205.9221 | 294.8741 | 312.6672 | 39.7554 | 75.1255 | 1.8806 | 23.0285 | 20.1318 | 0 | 0.28837 | 0
1995-01-16 15:00 | 251.3426 | 294.5976 | 174.0341 | 44.3025 | 75.1255 | 1.8884 | 26.6958 | 18.541 | 0 | 0.30222 | 2.3034
1995-01-16 16:00 | 284.5255 | 299.7653 | 53.6348 | 50.3922 | 75.1255 | 1.8875 | 42.0912 | 20.3023 | 0 | 0.30222 | 15.1505
1995-01-16 17:00 | 301.0117 | 303.1328 | 5.15 | 56.5723 | 76.2235 | 1.8867 | 40.3722 | 18.5859 | 0 | 0.30222 | 23.2887
1995-01-16 18:00 | 311.8143 | 304.1237 | 0 | 52.0311 | 73.8455 | 1.8861 | 43.1482 | 20.3316 | 0 | 0.30222 | 16.5674
1995-01-16 19:00 | 319.3765 | 303.7891 | 0 | 51.0717 | 73.8455 | 1.8772 | 43.6029 | 20.241 | 0 | 0.30222 | 16.8641
1995-01-16 20:00 | 323.7025 | 303.1507 | 0 | 50.2212 | 73.8455 | 1.8573 | 42.2844 | 20.1018 | 0 | 0.30222 | 10.6422
1995-01-16 21:00 | 326.3126 | 294.8775 | 0 | 53.9503 | 73.8455 | 1.8574 | 38.1379 | 19.2473 | 0 | 0.30222 | 8.6419
1995-01-16 22:00 | 326.3093 | 284.7473 | 0 | 47.4028 | 73.3994 | 1.8575 | 37.7884 | 19.8766 | 0 | 0.30222 | 4.5358
1995-01-16 23:00 | 327.0494 | 281.0473 | 0 | 48.3828 | 73.1774 | 1.8683 | 29.3972 | 18.2618 | 0 | 0.33152 | 4.9466
1995-01-17 | 316.5585 | 266.6916 | 0 | 31.6508 | 60.2218 | 1.8722 | 25.4231 | 15.8689 | 0 | 0.33152 | 0.41557
1995-01-17 01:00 | 308.5945 | 271.1496 | 0 | 30.6594 | 55.657 | 1.8716 | 23.0135 | 15.6821 | 0 | 0.33152 | 0.46562
1995-01-17 02:00 | 295.9104 | 269.4729 | 0 | 29.0183 | 53.1325 | 1.8706 | 21.5531 | 17.8329 | 0 | 0.33152 | 0.47157
1995-01-17 03:00 | 306.7541 | 262.9301 | 0 | 41.9909 | 22.8476 | 1.8684 | 20.8407 | 16.5121 | 0 | 0.33152 | 4.5246
1995-01-17 04:00 | 312.9841 | 271.5371 | 0 | 35.5679 | 11.0891 | 1.8654 | 18.5821 | 17.1397 | 0 | 0.33152 | 0.28562
1995-01-17 05:00 | 303.1358 | 288.0853 | 0 | 28.4432 | 11.6584 | 1.8427 | 17.588 | 17.0201 | 0 | 0.33152 | 0
1995-01-17 06:00 | 304.5915 | 297.843 | 0.30771 | 27.6431 | 12.5196 | 1.8423 | 21.7783 | 18.9637 | 0 | 0.33152 | 0.63198
1995-01-17 07:00 | 318.2341 | 302.7334 | 18.4393 | 45.7603 | 14.0058 | 1.8426 | 24.9259 | 19.2468 | 0 | 0.30222 | 7.3327
1995-01-17 08:00 | 326.7404 | 295.7563 | 95.9213 | 33.0195 | 10.8118 | 1.843 | 13.8531 | 18.4439 | 0 | 0.2048 | 2.7077
1995-01-17 09:00 | 313.1245 | 295.0783 | 199.3261 | 27.6137 | 10.8118 | 1.8443 | 11.9537 | 18.9684 | 0 | 0.2048 | 0.6993
1995-01-17 10:00 | 306.9902 | 290.8884 | 255.3034 | 25.9753 | 10.8118 | 1.8466 | 12.2014 | 18.9865 | 0 | 0.2048 | 0
1995-01-17 11:00 | 307.1713 | 287.8363 | 297.7563 | 23.0411 | 10.8118 | 1.8601 | 11.9042 | 17.2148 | 0 | 0.2048 | 0
1995-01-17 12:00 | 309.3406 | 275.4219 | 299.3351 | 17.583 | 10.8118 | 0.11399 | 11.8269 | 16.7114 | 0 | 0.1696 | 0.55239
1995-01-17 13:00 | 306.8035 | 264.9074 | 276.9147 | 28.642 | 10.8118 | 1.8627 | 11.9942 | 18.3554 | 0 | 0.2048 | 0.21866
1995-01-17 14:00 | 311.8451 | 281.0019 | 198.7157 | 23.5999 | 10.8118 | 1.864 | 15.747 | 19.5359 | 0 | 0.2048 | 0.23729
1995-01-17 15:00 | 329.0628 | 288.3211 | 94.075 | 31.3994 | 10.8118 | 1.8474 | 24.4816 | 18.7784 | 0 | 0.30222 | 9.9407
1995-01-17 16:00 | 342.053 | 294.703 | 13.644 | 43.5326 | 10.8118 | 1.8468 | 38.0622 | 17.4102 | 0 | 0.30222 | 13.3413
1995-01-17 17:00 | 338.5782 | 290.3009 | 0.25911 | 42.6883 | 10.8118 | 1.847 | 38.0931 | 18.9511 | 0 | 0.30222 | 9.9892
1995-01-17 18:00 | 336.4058 | 296.3113 | 0 | 28.8265 | 10.8118 | 1.8467 | 38.4474 | 19.4624 | 0 | 0.30222 | 13.4953
1995-01-17 19:00 | 344.6259 | 292.513 | 0 | 30.2604 | 10.8118 | 1.8473 | 37.6296 | 19.3442 | 0 | 0.30222 | 11.6711
1995-01-17 20:00 | 337.2873 | 294.4136 | 0 | 40.5791 | 10.8118 | 1.8654 | 38.2342 | 19.4324 | 0 | 0.30222 | 11.4454
1995-01-17 21:00 | 349.7394 | 287.1583 | 0 | 39.0893 | 10.8118 | 1.8661 | 38.6855 | 17.5041 | 0 | 0.30222 | 4.0584
1995-01-17 22:00 | 345.5291 | 283.777 | 0 | 39.2603 | 10.8118 | 1.8673 | 35.7925 | 16.3146 | 0 | 0.30222 | 2.1307
1995-01-17 23:00 | 338.411 | 280.2252 | 0 | 26.9644 | 10.8118 | 1.8677 | 32.5786 | 17.8779 | 0 | 0.33152 | 0.66167
1995-01-18 | 353.3657 | 289.6047 | 0 | 41.5144 | 10.8118 | 1.8678 | 35.5218 | 17.7591 | 0 | 0.33277 | 2.9952
1995-01-18 01:00 | 346.7731 | 296.4047 | 0 | 32.9859 | 10.8118 | 1.8676 | 38.5455 | 19.8051 | 0 | 0.33277 | 0.022186
1995-01-18 02:00 | 347.5847 | 298.2694 | 0 | 34.2436 | 10.8118 | 1.8221 | 30.5438 | 19.3508 | 0 | 0.33277 | 0
1995-01-18 03:00 | 345.0122 | 301.6369 | 0 | 37.3758 | 10.8118 | 1.8206 | 30.4439 | 19.3836 | 0 | 0.34777 | 0
1995-01-18 04:00 | 344.5989 | 301.5811 | 0 | 25.7552 | 10.8118 | 1.8184 | 27.5558 | 17.6879 | 0 | 0.38277 | 0.30397
1995-01-18 05:00 | 339.5624 | 303.2034 | 0 | 24.7105 | 10.8118 | 1.8158 | 25.5119 | 17.7687 | 0 | 0.38277 | 0.7708
1995-01-18 06:00 | 337.3515 | 299.8401 | 0.366 | 30.4661 | 10.8118 | 1.8145 | 29.6586 | 17.9973 | 0 | 0.38277 | 1.6289
1995-01-18 07:00 | 337.0189 | 301.7052 | 14.5572 | 46.384 | 11.4156 | 1.8139 | 46.4965 | 20.2397 | 0 | 0.35347 | 6.7194
1995-01-18 08:00 | 330.153 | 300.1198 | 54.9881 | 34.8355 | 18.3519 | 1.8189 | 41.2463 | 20.4121 | 0 | 0.30347 | 13.5106
1995-01-18 09:00 | 326.9976 | 297.2603 | 111.4439 | 36.4283 | 10.8118 | 1.8206 | 25.7773 | 19.3985 | 0 | 0.26012 | 13.3668
1995-01-18 10:00 | 316.5656 | 299.6812 | 158.6823 | 36.5176 | 10.8118 | 1.8193 | 25.3111 | 18.689 | 0 | 0.25985 | 6.6987
1995-01-18 11:00 | 308.9766 | 298.6521 | 185.1444 | 27.1979 | 10.8118 | 1.8218 | 28.9198 | 20.38 | 0 | 0.2315 | 0.76817
1995-01-18 12:00 | 302.1063 | 297.5028 | 193.2657 | 23.5179 | 10.8118 | 1.8244 | 27.3322 | 18.6744 | 0 | 0.2315 | 0.21174
1995-01-18 13:00 | 304.0296 | 293.7672 | 167.8532 | 24.1776 | 10.8118 | 1.825 | 31.3611 | 20.3441 | 0 | 0.2315 | 0.07589
1995-01-18 14:00 | 311.5025 | 284.0732 | 119.0623 | 32.641 | 10.8118 | 1.8269 | 34.784 | 20.4275 | 0 | 0.3111 | 5.4064
1995-01-18 15:00 | 309.2607 | 270.999 | 64.8368 | 43.8165 | 29.5667 | 1.8441 | 43.9296 | 20.4573 | 0 | 0.35319 | 17.9334
1995-01-18 16:00 | 298.6645 | 253.8253 | 37.5988 | 63.2159 | 33.9328 | 1.8443 | 45.8325 | 20.6222 | 0 | 0.35319 | 23.744
1995-01-18 17:00 | 296.2868 | 254.872 | 5.26 | 37.4578 | 51.5166 | 1.845 | 45.5863 | 20.5426 | 0 | 0.35319 | 21.8643
1995-01-18 18:00 | 292.4139 | 248.5405 | 0 | 61.0473 | 30.4102 | 1.8454 | 46.7651 | 18.8768 | 0 | 0.35319 | 39.0144
1995-01-18 19:00 | 284.9729 | 247.0956 | 0 | 48.5265 | 45.3804 | 1.8464 | 45.5811 | 20.6203 | 0 | 0.35319 | 35.9218
1995-01-18 20:00 | 287.2056 | 243.9278 | 0 | 41.8186 | 54.5588 | 1.848 | 45.2806 | 20.4852 | 0 | 0.35319 | 38.8648
1995-01-18 21:00 | 278.5924 | 251.7707 | 0 | 52.938 | 57.9968 | 1.849 | 41.6079 | 20.4395 | 0 | 0.35194 | 23.1908
1995-01-18 22:00 | 278.688 | 251.623 | 0 | 57.8294 | 44.4224 | 1.8502 | 32.4231 | 18.4259 | 0 | 0.35194 | 32.1013
1995-01-18 23:00 | 271.1765 | 260.465 | 0 | 42.8721 | 59.616 | 1.8507 | 31.7741 | 18.23 | 0 | 0.38125 | 6.9532
1995-01-19 | 271.9023 | 250.4576 | 0 | 44.9429 | 60.4895 | 1.8515 | 29.4981 | 16.6568 | 0 | 0.33125 | 14.0249
1995-01-19 01:00 | 268.6076 | 250.0032 | 0 | 47.071 | 44.5387 | 1.8549 | 26.6323 | 17.9201 | 0 | 0.28916 | 21.1911
1995-01-19 02:00 | 260.6289 | 246.6174 | 0 | 36.5737 | 52.4704 | 1.8546 | 25.3017 | 19.672 | 0 | 0.28916 | 17.1789
1995-01-19 03:00 | 269.4262 | 243.1191 | 0 | 47.9704 | 29.1548 | 1.8533 | 25.0405 | 18.2452 | 0 | 0.26081 | 7.215
1995-01-19 04:00 | 267.1495 | 251.1966 | 0 | 33.088 | 25.4531 | 1.8837 | 23.4248 | 18.6618 | 0 | 0.26081 | 3.9658
1995-01-19 05:00 | 263.1002 | 265.4577 | 0 | 36.6986 | 16.3501 | 1.8775 | 24.5848 | 17.5081 | 0 | 0.26081 | 3.6865
1995-01-19 06:00 | 266.1612 | 269.359 | 0.45772 | 44.6986 | 18.0545 | 1.8762 | 24.4486 | 18.0016 | 0 | 0.28372 | 8.4545
1995-01-19 07:00 | 267.2164 | 274.9017 | 9.0026 | 55.2006 | 44.5225 | 1.8755 | 31.4902 | 20.0717 | 0 | 0.2736 | 22.7872
1995-01-19 08:00 | 269.638 | 277.6927 | 56.7932 | 53.2011 | 32.5856 | 1.8761 | 28.7231 | 18.3969 | 0 | 0.2736 | 22.9165
1995-01-19 09:00 | 260.8157 | 273.9046 | 147.6967 | 38.8116 | 12.9969 | 1.8775 | 22.3484 | 20.0874 | 0 | 0.2315 | 6.2185
1995-01-19 10:00 | 229.2541 | 276.3784 | 231.8373 | 44.3597 | 12.9969 | 1.8875 | 22.0828 | 20.4816 | 0 | 0.1627 | 2.1535
1995-01-19 11:00 | 265.3634 | 280.569 | 248.5794 | 29.5776 | 12.9969 | 1.8894 | 20.418 | 18.552 | 0 | 0.1627 | 2.1972
1995-01-19 12:00 | 270.6038 | 270.6914 | 259.0527 | 24.7947 | 12.9969 | 1.8913 | 21.4465 | 18.6067 | 0 | 0.1627 | 4.9777
1995-01-19 13:00 | 272.1125 | 277.9561 | 229.49 | 27.9734 | 12.9969 | 1.8914 | 23.3936 | 18.6408 | 0 | 0.1627 | 2.0108
1995-01-19 14:00 | 266.6637 | 281.8753 | 182.5578 | 40.9698 | 12.9969 | 1.8938 | 26.1428 | 18.394 | 0 | 0.1627 | 1.513
1995-01-19 15:00 | 282.4009 | 284.3785 | 110.392 | 43.3367 | 12.9969 | 1.8937 | 25.818 | 18.745 | 0 | 0.2815 | 10.4203
1995-01-19 16:00 | 305.2402 | 289.077 | 35.1185 | 46.1665 | 12.9969 | 1.8929 | 37.817 | 18.5496 | 0 | 0.296 | 19.5269
1995-01-19 17:00 | 312.1539 | 295.1704 | 3.6301 | 46.7131 | 13.6544 | 1.8929 | 20.5787 | 18.8938 | 0 | 0.296 | 22.2309
1995-01-19 18:00 | 317.0995 | 285.1876 | 0 | 52.2294 | 13.6544 | 1.8924 | 27.2184 | 18.8678 | 0 | 0.296 | 23.7475
1995-01-19 19:00 | 317.9881 | 282.336 | 0 | 45.3558 | 13.6544 | 1.8928 | 28.5823 | 20.1587 | 0 | 0.35194 | 26.5654
1995-01-19 20:00 | 322.5969 | 292.0983 | 0 | 49.9891 | 13.6544 | 1.8938 | 30.2639 | 20.1289 | 0 | 0.35222 | 12.1774
1995-01-19 21:00 | 326.5664 | 284.8465 | 0 | 48.5213 | 18.9475 | 1.8942 | 27.4954 | 19.3061 | 0 | 0.35222 | 10.7089
1995-01-19 22:00 | 324.8162 | 282.304 | 0 | 47.5034 | 13.6544 | 1.8949 | 26.9125 | 18.5446 | 0 | 0.30222 | 5.6126
1995-01-19 23:00 | 327.3565 | 289.4338 | 0 | 32.9752 | 13.1639 | 1.895 | 18.9926 | 19.3958 | 0 | 0.31768 | 4.6974
1995-01-20 | 326.8433 | 288.7476 | 0 | 32.5433 | 13.6544 | 1.8852 | 20.7376 | 17.5175 | 0 | 0.31768 | 5.0758
1995-01-20 01:00 | 324.2456 | 281.638 | 0 | 24.398 | 13.5028 | 0.085582 | 16.7392 | 17.3582 | 0 | 0.31768 | 8.4381
1995-01-20 02:00 | 328.1442 | 282.4015 | 0 | 30.6704 | 12.7387 | 0.13066 | 16.4436 | 18.8722 | 0 | 0.33152 | 1.0972
1995-01-20 03:00 | 325.4539 | 284.9576 | 0 | 31.9368 | 12.1766 | 0.13066 | 16.1356 | 11.7086 | 0 | 0.33152 | 5.4881
1995-01-20 04:00 | 320.8919 | 275.2068 | 0 | 21.2843 | 11.4693 | 0.13066 | 15.2472 | 16.4699 | 0 | 0.33152 | 2.5273
1995-01-20 05:00 | 317.6803 | 272.3988 | 0 | 18.8 | 11.4693 | 0.13066 | 15.0731 | 15.5534 | 0 | 0.33152 | 0.91387
1995-01-20 06:00 | 331.2786 | 286.7616 | 0.42456 | 22.1734 | 11.4693 | 0.13066 | 15.0399 | 13.3821 | 0 | 0.33152 | 1.9166
1995-01-20 07:00 | 329.459 | 276.841 | 9.5289 | 42.3852 | 11.4693 | 0.13066 | 16.7283 | 13.2914 | 0 | 0.30222 | 10.3209
1995-01-20 08:00 | 340.6118 | 288.7175 | 47.1047 | 31.3845 | 11.4693 | 1.9 | 13.9688 | 17.4801 | 0 | 0.26012 | 0.77327
1995-01-20 09:00 | 311.9398 | 290.9863 | 108.0051 | 23.3211 | 11.4693 | 0.13066 | 12.0478 | 14.0992 | 0 | 0.2315 | 0
1995-01-20 10:00 | 313.3848 | 275.6707 | 149.9838 | 22.839 | 11.4693 | 0.13066 | 10.5304 | 12.0595 | 0 | 0.1627 | 0.26957
1995-01-20 11:00 | 297.8138 | 280.4527 | 191.8503 | 20.5647 | 11.4693 | 0.13066 | 11.1682 | 13.5496 | 0 | 0.1627 | 0
1995-01-20 12:00 | 301.913 | 275.5269 | 205.3187 | 18.5508 | 11.4693 | 1.8887 | 11.307 | 13.6126 | 0 | 0.1627 | 0.041666
1995-01-20 13:00 | 303.736 | 289.5109 | 192.051 | 19.1445 | 11.4693 | 1.8945 | 10.5338 | 19.7375 | 0 | 0.1627 | 0.33809
1995-01-20 14:00 | 316.9966 | 285.9604 | 137.3544 | 19.5424 | 11.4693 | 1.8905 | 13.1069 | 19.5918 | 0 | 0.2315 | 0.38993
1995-01-20 15:00 | 326.6222 | 287.9044 | 77.5101 | 33.5928 | 11.4693 | 1.8907 | 16.6734 | 17.4522 | 0 | 0.30222 | 4.0942
1995-01-20 16:00 | 314.827 | 298.5578 | 33.5783 | 36.377 | 11.4693 | 1.8905 | 18.1161 | 18.3194 | 0 | 0.30222 | 17.7906
1995-01-20 17:00 | 303.4869 | 290.0407 | 6.0848 | 33.12 | 11.4693 | 1.891 | 19.954 | 19.1402 | 0 | 0.30222 | 7.6381
1995-01-20 18:00 | 298.6779 | 293.2895 | 0 | 38.1583 | 11.4693 | 1.8911 | 21.7586 | 17.8809 | 0 | 0.30222 | 12.6632
1995-01-20 19:00 | 287.8218 | 297.5972 | 0 | 32.3957 | 11.4693 | 1.8912 | 24.4161 | 19.5341 | 0 | 0.30222 | 17.1902
1995-01-20 20:00 | 298.0985 | 290.6314 | 0 | 36.5423 | 11.4693 | 1.8968 | 21.8223 | 17.4548 | 0 | 0.30222 | 26.6311
1995-01-20 21:00 | 285.0019 | 292.1797 | 0 | 36.854 | 14.7666 | 1.9219 | 18.4601 | 18.0426 | 0 | 0.30222 | 22.1268
1995-01-20 22:00 | 288.3721 | 286.8336 | 0 | 42.0551 | 18.2135 | 1.9543 | 16.9161 | 17.6048 | 0 | 0.30222 | 7.7864
1995-01-20 23:00 | 284.1027 | 283.7544 | 0 | 41.1874 | 13.2241 | 1.9545 | 15.7621 | 17.4094 | 0 | 0.31019 | 14.262
1995-01-21 | 271.2153 | 281.1545 | 0 | 39.0135 | 11.4693 | 1.9376 | 19.3851 | 18.1249 | 0 | 0.31019 | 11.3432
1995-01-21 01:00 | 265.4861 | 282.3802 | 0 | 28.367 | 11.4693 | 1.9375 | 18.3201 | 19.1748 | 0 | 0.31019 | 14.1863
1995-01-21 02:00 | 262.3112 | 278.5555 | 0 | 36.793 | 11.4693 | 1.9222 | 18.1748 | 18.6821 | 0 | 0.31019 | 0.65901
1995-01-21 03:00 | 261.2378 | 271.254 | 0 | 29.2439 | 11.4693 | 1.9216 | 17.7508 | 17.8472 | 0 | 0.2681 | 2.6814
1995-01-21 04:00 | 256.7778 | 269.5507 | 0 | 21.5701 | 11.4693 | 1.9205 | 17.2927 | 17.3493 | 0 | 0.2681 | 0.66631
1995-01-21 05:00 | 244.4341 | 270.1865 | 0 | 15.7909 | 11.4693 | 0.13066 | 13.9518 | 18.6496 | 0 | 0.17388 | 0.042847
1995-01-21 06:00 | 239.9966 | 263.6517 | 0.10624 | 21.4541 | 11.4693 | 1.9186 | 14.9806 | 16.7523 | 0 | 0.19303 | 0.13385
1995-01-21 07:00 | 265.1065 | 273.6341 | 9.7939 | 40.0174 | 11.4693 | 0.13066 | 18.3585 | 18.0111 | 0 | 0.29893 | 4.8376
1995-01-21 08:00 | 262.9124 | 267.9625 | 59.9938 | 27.6006 | 11.4693 | 0.13066 | 14.2608 | 19.3506 | 0 | 0.29893 | 0.82064
1995-01-21 09:00 | 244.3218 | 274.3855 | 139.4335 | 14.4356 | 11.4693 | 1.8874 | 13.8565 | 18.2912 | 0 | 0.20151 | 0.042847
1995-01-21 10:00 | 206.7367 | 253.4861 | 233.8076 | 27.9169 | 11.4693 | 1.8883 | 13.5782 | 19.0459 | 0 | 0.20151 | 1.1493
1995-01-21 11:00 | 195.8639 | 241.1658 | 252.0756 | 15.1516 | 11.4693 | 1.8644 | 12.611 | 16.8862 | 0 | 0.20151 | 0.18355
1995-01-21 12:00 | 226.3924 | 246.9292 | 237.3723 | 16.7527 | 11.4693 | 1.8661 | 11.3062 | 18.4701 | 0 | 0.20151 | 1.3331
1995-01-21 13:00 | 190.2411 | 240.069 | 245.7055 | 31.0944 | 11.4693 | 1.8605 | 13.1541 | 16.4629 | 0 | 0.20151 | 1.7929
1995-01-21 14:00 | 219.3584 | 258.2045 | 159.5545 | 20.1228 | 11.4693 | 1.8614 | 18.7466 | 19.6298 | 0 | 0.20151 | 2.3384
1995-01-21 15:00 | 243.8827 | 255.5655 | 116.1142 | 24.9054 | 11.4693 | 1.8614 | 21.7954 | 18.8781 | 0 | 0.29866 | 5.8765
1995-01-21 16:00 | 276.7378 | 264.0437 | 43.9236 | 36.4509 | 11.4693 | 0.13066 | 24.1455 | 19.8635 | 0 | 0.29866 | 5.1562
1995-01-21 17:00 | 293.1458 | 248.9448 | 9.333 | 33.9771 | 11.4693 | 0.13066 | 23.9534 | 19.9922 | 0 | 0.29866 | 11.8392
1995-01-21 18:00 | 297.2352 | 254.1713 | 0 | 30.736 | 11.4693 | 0.13066 | 24.873 | 20.0823 | 0 | 0.29866 | 9.3961
1995-01-21 19:00 | 305.1032 | 263.0489 | 0 | 27.5108 | 11.4693 | 0.089659 | 26.0974 | 14.5972 | 0 | 0.32702 | 4.8418
1995-01-21 20:00 | 302.558 | 271.9586 | 0 | 31.9967 | 11.4693 | 1.3841 | 25.9158 | 12.7641 | 0 | 0.39075 | 0.10412
1995-01-21 21:00 | 306.8454 | 268.5652 | 0 | 31.5968 | 11.4693 | 1.8198 | 24.2473 | 20.0752 | 0 | 0.34866 | 0.31056
1995-01-21 22:00 | 314.195 | 268.1205 | 0 | 27.889 | 11.4693 | 0.089659 | 23.6026 | 14.1906 | 0 | 0.34866 | 0.31279
1995-01-21 23:00 | 304.4565 | 264.6092 | 0 | 23.3342 | 11.4693 | 0.089659 | 23.0677 | 13.1836 | 0 | 0.33916 | 0.043094
1995-01-22 | 288.8529 | 264.5176 | 0 | 47.1046 | 11.4693 | 0.089659 | 20.9121 | 12.579 | 0 | 0.28916 | 6.5367
1995-01-22 01:00 | 286.0064 | 275.2428 | 0 | 30.9737 | 11.4693 | 0.089659 | 20.0342 | 13.594 | 0 | 0.28916 | 0.14
1995-01-22 02:00 | 290.8888 | 271.8455 | 0 | 30.9522 | 11.4693 | 0.089659 | 17.5234 | 13.5721 | 0 | 0.28916 | 0.04207
1995-01-22 03:00 | 281.7519 | 276.4459 | 0 | 30.1207 | 11.4693 | 0.73173 | 16.9516 | 16.5254 | 0 | 0.28916 | 0.53626
1995-01-22 04:00 | 280.3968 | 284.2681 | 0 | 31.9028 | 11.4693 | 1.8169 | 16.8623 | 16.8976 | 0 | 0.28916 | 0.19094
1995-01-22 05:00 | 309.6413 | 269.8656 | 0 | 34.802 | 11.4693 | 0.089659 | 17.5876 | 11.7107 | 0 | 0.33916 | 2.0543
1995-01-22 06:00 | 321.3512 | 272.2786 | 0.27565 | 34.5952 | 11.4693 | 0.089659 | 23.3284 | 12.3018 | 0 | 0.33916 | 3.6687
1995-01-22 07:00 | 336.3848 | 262.2675 | 11.051 | 44.9893 | 11.4693 | 0.089659 | 26.7033 | 14.4617 | 0 | 0.30985 | 3.051
1995-01-22 08:00 | 328.399 | 270.0436 | 53.2374 | 39.7052 | 11.4693 | 1.8167 | 24.3672 | 20.1714 | 0 | 0.25985 | 0
1995-01-22 09:00 | 323.5106 | 275.6139 | 129.9705 | 29.3771 | 11.4693 | 1.815 | 15.5891 | 18.7453 | 0 | 0.25985 | 0
1995-01-22 10:00 | 292.7018 | 267.2368 | 192.0413 | 21.9656 | 11.4693 | 0.089659 | 15.8076 | 19.661 | 0 | 0.25985 | 4.4332
1995-01-22 11:00 | 291.7993 | 261.3887 | 232.9336 | 27.7184 | 11.4693 | 1.8177 | 15.6693 | 16.8707 | 0 | 0.25985 | 0.30119
1995-01-22 12:00 | 279.1875 | 264.7097 | 254.6814 | 35.1158 | 11.4693 | 1.8371 | 14.9644 | 17.9706 | 0 | 0.25985 | 0
1995-01-22 13:00 | 286.0708 | 260.4534 | 221.6958 | 26.9874 | 11.4693 | 1.8372 | 16.6194 | 19.6557 | 0 | 0.25985 | 0
1995-01-22 14:00 | 291.3462 | 256.4144 | 166.1955 | 37.4578 | 11.4693 | 1.8375 | 17.635 | 18.5073 | 0 | 0.30985 | 0
1995-01-22 15:00 | 297.978 | 254.2846 | 108.3045 | 48.9648 | 11.4693 | 1.8408 | 22.2166 | 18.1363 | 0 | 0.30985 | 5.1305
1995-01-22 16:00 | 312.3535 | 237.0543 | 42.3786 | 59.0437 | 11.4693 | 1.8471 | 36.231 | 18.8936 | 0 | 0.35194 | 10.995
1995-01-22 17:00 | 314.1393 | 229.9501 | 8.1947 | 66.8372 | 11.4693 | 1.8793 | 34.6473 | 20.1797 | 0 | 0.35194 | 30.7187
1995-01-22 18:00 | 318.0375 | 212.6978 | 0 | 73.0974 | 11.4693 | 1.8624 | 36.3415 | 20.8267 | 0 | 0.35194 | 40.8716
1995-01-22 19:00 | 320.8824 | 191.8988 | 0 | 62.8523 | 11.4693 | 1.862 | 32.2301 | 20.8617 | 0 | 0.35194 | 46.6264
1995-01-22 20:00 | 327.3463 | 193.7487 | 0 | 49.8115 | 11.4693 | 1.862 | 31.1394 | 18.753 | 0 | 0.35194 | 39.6458
1995-01-22 21:00 | 331.4595 | 204.3885 | 0 | 55.2376 | 11.4693 | 1.8617 | 27.5136 | 18.4452 | 0 | 0.35194 | 24.3527
1995-01-22 22:00 | 332.7622 | 213.3146 | 0 | 50.7221 | 11.4693 | 1.8624 | 24.8391 | 18.7946 | 0 | 0.35194 | 9.0979
1995-01-22 23:00 | 336.5452 | 216.9184 | 0 | 44.9783 | 11.4693 | 1.8626 | 19.7403 | 18.2983 | 0 | 0.33125 | 1.1974
1995-01-23 | 342.7714 | 239.6442 | 0 | 49.4458 | 11.4693 | 1.8615 | 14.2143 | 18.3716 | 0 | 0.30291 | 0.56349
1995-01-23 01:00 | 342.8428 | 258.8505 | 0 | 45.5511 | 11.4693 | 1.8612 | 13.8827 | 18.2676 | 0 | 0.30291 | 0.45801
1995-01-23 02:00 | 341.0141 | 277.7246 | 0 | 34.8558 | 11.0233 | 1.8612 | 13.7035 | 17.9862 | 0 | 0.30291 | 0.28953
1995-01-23 03:00 | 349.9759 | 281.8984 | 0 | 39.0011 | 11.0233 | 1.8602 | 13.7722 | 18.5015 | 0 | 0.26081 | 0.2248
1995-01-23 04:00 | 351.4845 | 282.8341 | 0 | 33.2273 | 11.0233 | 1.859 | 13.3108 | 19.659 | 0 | 0.26081 | 0
1995-01-23 05:00 | 352.4744 | 275.9869 | 0 | 31.1462 | 11.0233 | 1.8575 | 13.845 | 19.8369 | 0 | 0.26081 | 0
1995-01-23 06:00 | 353.4976 | 272.3242 | 0.52941 | 44.3579 | 11.0233 | 1.8573 | 15.0406 | 20.3094 | 0 | 0.26081 | 0.73346
1995-01-23 07:00 | 360.2843 | 276.0404 | 13.2919 | 48.9517 | 11.0233 | 1.8715 | 16.751 | 20.7271 | 0 | 0.2315 | 1.3643
1995-01-23 08:00 | 359.7243 | 285.6314 | 56.006 | 53.1633 | 11.0233 | 1.8734 | 12.2714 | 20.7606 | 0 | 0.2315 | 1.4239
1995-01-23 09:00 | 357.0422 | 278.2199 | 130.6601 | 48.2816 | 11.0233 | 1.8742 | 9.2382 | 20.5384 | 0 | 0.2315 | 0.049473
1995-01-23 10:00 | 342.6632 | 278.4535 | 186.2055 | 35.9064 | 11.0233 | 1.8753 | 9.1872 | 20.4826 | 0 | 0.2315 | 0
1995-01-23 11:00 | 334.6083 | 276.0824 | 238.7185 | 30.7732 | 11.0233 | 1.8718 | 9.18 | 20.4896 | 0 | 0.2315 | 0.17778
1995-01-23 12:00 | 342.8073 | 272.409 | 222.2933 | 49.9488 | 11.0233 | 1.8729 | 9.0041 | 20.2282 | 0 | 0.2315 | 0.3816
1995-01-23 13:00 | 349.685 | 282.792 | 212.6647 | 55.5734 | 11.0233 | 1.8732 | 14.3171 | 20.3999 | 0 | 0.2315 | 2.3605
1995-01-23 14:00 | 366.8531 | 288.6707 | 150.5351 | 58.7904 | 11.0233 | 1.8734 | 20.2535 | 20.6588 | 0 | 0.2315 | 5.4731
1995-01-23 15:00 | 360.8698 | 291.601 | 88.0691 | 61.2651 | 11.0233 | 1.8777 | 24.3593 | 20.5424 | 0 | 0.2315 | 7.1319
1995-01-23 16:00 | 367.3702 | 296.3366 | 24.0248 | 70.2311 | 11.0233 | 1.8769 | 26.6947 | 20.8072 | 0 | 0.2315 | 45.4706
1995-01-23 17:00 | 366.8946 | 295.2883 | 3.5029 | 68.9598 | 11.0233 | 1.8758 | 26.3865 | 20.808 | 0 | 0.2736 | 43.6636
1995-01-23 18:00 | 363.631 | 292.5244 | 0 | 78.223 | 11.0233 | 1.8749 | 28.5106 | 20.8025 | 0 | 0.2736 | 44.2152
1995-01-23 19:00 | 365.6269 | 285.7854 | 0 | 86.9178 | 11.0233 | 1.9 | 28.5974 | 20.7171 | 0 | 0.2736 | 22.8688
1995-01-23 20:00 | 362.1849 | 289.8339 | 0 | 59.6533 | 23.0524 | 1.9004 | 28.6036 | 20.8227 | 0 | 0.2736 | 28.4556
1995-01-23 21:00 | 360.3324 | 288.8932 | 0 | 73.6091 | 17.0495 | 1.9003 | 27.8475 | 20.1197 | 0 | 0.2315 | 17.1946
1995-01-23 22:00 | 356.7565 | 292.9333 | 0 | 72.5911 | 16.4542 | 1.8892 | 25.1942 | 19.0886 | 0 | 0.2315 | 13.0757
1995-01-23 23:00 | 353.6853 | 288.7835 | 0 | 65.4013 | 12.2012 | 1.8765 | 20.5731 | 20.3013 | 0 | 0.26081 | 13.4199
1995-01-24 | 348.1579 | 288.0316 | 0 | 49.3417 | 32.1439 | 1.8794 | 10.4617 | 18.506 | 0 | 0.25335 | 0
1995-01-24 01:00 | 345.0923 | 291.6504 | 0 | 40.7405 | 30.9389 | 1.8788 | 9.8668 | 20.1173 | 0 | 0.17177 | 0.37293
1995-01-24 02:00 | 349.0793 | 286.0488 | 0 | 54.5771 | 16.7383 | 1.8779 | 9.3723 | 20.205 | 0 | 0.15519 | 2.3501
1995-01-24 03:00 | 346.0078 | 286.982 | 0 | 43.8169 | 15.8954 | 1.8761 | 9.0304 | 20.0983 | 0 | 0.15519 | 4.2363
1995-01-24 04:00 | 345.3644 | 292.737 | 0 | 39.6467 | 13.9508 | 1.8736 | 8.8021 | 20.2184 | 0 | 0.12836 | 0.5265
1995-01-24 05:00 | 339.6671 | 294.7436 | 0 | 34.6364 | 15.0363 | 1.8449 | 8.3358 | 20.0275 | 0 | 0.12836 | 0
1995-01-24 06:00 | 335.8191 | 301.6691 | 0.8334 | 47.7019 | 15.0363 | 1.8431 | 8.8178 | 20.6319 | 0 | 0.12836 | 0
1995-01-24 07:00 | 341.6061 | 303.4025 | 12.1065 | 49.0505 | 37.1592 | 1.8456 | 12.3688 | 20.8034 | 0 | 0.17872 | 5.2726
1995-01-24 08:00 | 339.7785 | 300.8206 | 68.9724 | 50.3259 | 25.5101 | 1.8457 | 9.0714 | 20.8224 | 0 | 0.1048 | 3.4974
1995-01-24 09:00 | 328.0198 | 301.8908 | 152.6852 | 39.9593 | 17.9545 | 1.8467 | 9.0764 | 20.826 | 0 | 0.069603 | 0.10678
1995-01-24 10:00 | 315.5083 | 287.1047 | 233.9346 | 31.7607 | 18.4808 | 1.8443 | 8.8812 | 20.6085 | 0 | 0.069603 | 0
1995-01-24 11:00 | 309.5266 | 287.2159 | 286.323 | 22.3956 | 18.8394 | 1.8461 | 8.8548 | 20.5726 | 0 | 0.069603 | 0
1995-01-24 12:00 | 315.2339 | 294.0179 | 279.6465 | 24.847 | 19.6791 | 1.8478 | 8.8074 | 20.5583 | 0 | 0.0072028 | 0
1995-01-24 13:00 | 327.8486 | 286.9769 | 248.4295 | 27.9769 | 20.6303 | 1.8478 | 8.7587 | 20.5201 | 0 | 0.069603 | 0.5975
1995-01-24 14:00 | 357.795 | 281.6139 | 177.3625 | 30.3983 | 20.6303 | 1.8488 | 8.8312 | 20.56 | 0 | 0.069603 | 1.2081
1995-01-24 15:00 | 350.4631 | 287.9509 | 107.7134 | 34.0623 | 20.6303 | 1.877 | 9.0858 | 20.9133 | 0 | 0.093878 | 0.80243
1995-01-24 16:00 | 349.2369 | 290.5291 | 21.3223 | 46.553 | 34.1146 | 1.9159 | 17.6442 | 20.9595 | 0 | 0.23961 | 14.9353
1995-01-24 17:00 | 343.3465 | 290.58 | 4.3032 | 35.14 | 44.657 | 1.8962 | 18.35 | 21.0705 | 0 | 0.22895 | 7.5393
1995-01-24 18:00 | 343.2764 | 288.365 | 0 | 43.2037 | 34.6389 | 1.9014 | 23.8969 | 21.0289 | 0 | 0.23961 | 16.0213
1995-01-24 19:00 | 342.4798 | 285.6048 | 0 | 49.8345 | 37.1535 | 1.9015 | 19.4425 | 21.0968 | 0 | 0.25985 | 9.7614
1995-01-24 20:00 | 340.0809 | 281.1277 | 0 | 38.8437 | 54.6031 | 1.9024 | 22.4065 | 21.072 | 0 | 0.25985 | 9.7847
1995-01-24 21:00 | 336.8008 | 273.3113 | 0 | 43.2137 | 54.5067 | 1.9026 | 19.2798 | 21.024 | 0 | 0.26271 | 8.9962
1995-01-24 22:00 | 338.9168 | 274.5222 | 0 | 45.2057 | 47.1761 | 1.9032 | 18.5203 | 20.9763 | 0 | 0.30194 | 3.1269
1995-01-24 23:00 | 332.1656 | 262.6371 | 0 | 27.3019 | 61.592 | 1.9031 | 17.9082 | 20.7981 | 0 | 0.33125 | 3.3343
1995-01-25 | 323.3956 | 247.8904 | 0 | 44.6711 | 61.2992 | 1.8243 | 12.1713 | 20.6759 | 0 | 0.21007 | 7.2207
1995-01-25 01:00 | 315.2706 | 237.7949 | 0 | 46.0643 | 51.6439 | 1.8329 | 11.2057 | 20.7251 | 0 | 0.21007 | 4.7404
1995-01-25 02:00 | 306.7678 | 220.6279 | 0 | 43.6623 | 45.7928 | 1.8319 | 16.6374 | 20.6846 | 0 | 0.21007 | 3.5131
1995-01-25 03:00 | 298.6852 | 206.0126 | 0 | 34.6271 | 45.9329 | 1.8298 | 16.7413 | 20.6784 | 0 | 0.21007 | 4.6061
1995-01-25 04:00 | 292.3645 | 190.8148 | 0 | 44.4595 | 20.6303 | 1.8271 | 16.8848 | 20.7033 | 0 | 0.12836 | 2.6385
1995-01-25 05:00 | 286.0124 | 178.0719 | 0 | 50.9429 | 20.6303 | 1.8239 | 16.4026 | 20.7786 | 0 | 0.12836 | 10.7523
1995-01-25 06:00 | 280.7804 | 170.8781 | 0.85661 | 63.0838 | 21.6126 | 1.8219 | 17.671 | 21.0237 | 0 | 0.12836 | 15.2227
1995-01-25 07:00 | 278.1677 | 167.0278 | 17.0915 | 69.1886 | 39.1297 | 1.8019 | 19.8141 | 21.1972 | 0 | 0.10992 | 28.2331
1995-01-25 08:00 | 276.6362 | 162.0537 | 60.6337 | 62.5587 | 42.1989 | 1.8021 | 23.4903 | 21.2178 | 0 | 0.10992 | 17.9693
1995-01-25 09:00 | 269.6789 | 160.4742 | 118.4906 | 56.6369 | 23.0201 | 1.7836 | 26.5977 | 21.1889 | 0 | 0.012316 | 5.6183
1995-01-25 10:00 | 275.1799 | 158.7217 | 166.2777 | 49.9524 | 24.006 | 1.7855 | 21.8179 | 21.224 | 0 | 0.012316 | 5.4731
1995-01-25 11:00 | 253.6184 | 157.2324 | 211.4915 | 41.2669 | 24.0028 | 1.7875 | 19.9486 | 21.2534 | 0 | 0.012316 | 16.3606
1995-01-25 12:00 | 240.2254 | 158.4618 | 221.3803 | 47.2543 | 25.542 | 1.7894 | 24.4884 | 21.1374 | 0 | 0.012316 | 10.9928
1995-01-25 13:00 | 240.4729 | 155.0952 | 205.2459 | 42.8533 | 27.4625 | 1.7894 | 20.6457 | 21.1804 | 0 | 0.012316 | 20.3219
1995-01-25 14:00 | 232.1878 | 154.0294 | 175.3756 | 48.8791 | 28.5139 | 1.7905 | 26.2662 | 21.2391 | 0 | 0.012316 | 19.4908
1995-01-25 15:00 | 241.997 | 147.6444 | 109.7238 | 60.8899 | 31.1177 | 1.7902 | 28.1817 | 21.2744 | 0 | 0.012316 | 19.1489
1995-01-25 16:00 | 249.3804 | 145.0859 | 42.9219 | 70.4495 | 30.8442 | 1.7894 | 29.1831 | 21.2852 | 0 | 0.22081 | 46.6517
1995-01-25 17:00 | 250.3588 | 147.5714 | 7.965 | 69.1147 | 46.4794 | 1.7893 | 27.28 | 21.3378 | 0 | 0.22081 | 33.9052
1995-01-25 18:00 | 251.1354 | 152.7823 | 0 | 74.2577 | 48.003 | 1.7887 | 18.7535 | 21.2864 | 0 | 0.22081 | 42.971
1995-01-25 19:00 | 254.604 | 171.0414 | 0 | 70.9108 | 49.0746 | 1.8086 | 18.793 | 21.277 | 0 | 0.22081 | 26.8701
1995-01-25 20:00 | 262.976 | 177.5807 | 0 | 68.6617 | 55.3149 | 1.8098 | 18.7587 | 21.2532 | 0 | 0.22081 | 24.3971
1995-01-25 21:00 | 271.0593 | 182.5864 | 0 | 66.4516 | 61.8379 | 1.8102 | 18.772 | 21.1598 | 0 | 0.22081 | 4.919
1995-01-25 22:00 | 286.7211 | 183.9071 | 0 | 58.5563 | 59.9612 | 1.811 | 18.681 | 21.0664 | 0 | 0.22081 | 3.319
1995-01-25 23:00 | 293.4893 | 178.4285 | 0 | 51.546 | 46.6124 | 1.8224 | 18.2302 | 20.9394 | 0 | 0.17046 | 2.5671
1995-01-26 | 299.8709 | 192.925 | 0 | 57.385 | 51.7525 | 1.8222 | 17.1553 | 20.8838 | 0 | 0.23926 | 3.3764
1995-01-26 01:00 | 307.5414 | 196.8352 | 0 | 57.9581 | 37.8652 | 1.8217 | 17.6454 | 20.8031 | 0 | 0.17046 | 3.4565
1995-01-26 02:00 | 317.4531 | 198.9583 | 0 | 48.4153 | 30.5303 | 1.821 | 16.7008 | 20.7183 | 0 | 0.17046 | 1.1345
1995-01-26 03:00 | 324.9523 | 202.9097 | 0 | 42.6232 | 27.3127 | 1.8191 | 16.6223 | 20.7513 | 0 | 0.17046 | 0.53443
1995-01-26 04:00 | 331.0117 | 209.4191 | 0 | 42.3177 | 26.6559 | 1.8166 | 16.2693 | 20.6987 | 0 | 0.17046 | 0.3912
1995-01-26 05:00 | 334.6018 | 224.9396 | 0 | 28.9081 | 24.5198 | 1.8137 | 11.4456 | 20.8567 | 0 | 0.17046 | 1.1175
1995-01-26 06:00 | 338.1647 | 232.9598 | 1.1379 | 39.5856 | 23.7508 | 1.812 | 10.1487 | 21.0206 | 0 | 0.17046 | 1.4173
1995-01-26 07:00 | 340.8617 | 240.3218 | 17.5061 | 50.6822 | 28.4595 | 1.8109 | 14.7743 | 21.2493 | 0 | 0.22081 | 10.2023
1995-01-26 08:00 | 340.0861 | 245.681 | 64.4486 | 46.2583 | 29.6718 | 1.8113 | 19.9425 | 21.3049 | 0 | 0.17872 | 0.32392
1995-01-26 09:00 | 337.2655 | 223.1576 | 117.1876 | 39.8316 | 29.7527 | 1.8295 | 9.1019 | 21.23 | 0 | 0.10992 | 8.1113
1995-01-26 10:00 | 334.1735 | 221.2042 | 166.3663 | 34.0849 | 28.5909 | 1.8317 | 9.1201 | 21.2446 | 0 | 0.10992 | 8.229
1995-01-26 11:00 | 325.2927 | 243.4388 | 192.7242 | 30.1126 | 27.2804 | 1.8434 | 9.1228 | 21.2198 | 0 | 0.1048 | 0
1995-01-26 12:00 | 328.0847 | 241.0771 | 183.1646 | 28.6426 | 25.6463 | 0.052253 | 9.0649 | 20.9894 | 0 | 0.1048 | 0.7406
1995-01-26 13:00 | 326.1026 | 248.2322 | 165.9089 | 39.3562 | 24.6083 | 1.8456 | 9.0646 | 21.1362 | 0 | 0.1736 | 3.1991
1995-01-26 14:00 | 340.0559 | 249.7015 | 123.8025 | 44.3975 | 27.3596 | 1.8468 | 9.0944 | 21.1789 | 0 | 0.17872 | 3.1068
1995-01-26 15:00 | 342.7177 | 248.3805 | 76.9313 | 46.5278 | 27.7321 | 1.8468 | 10.6203 | 21.2152 | 0 | 0.22081 | 15.3606
1995-01-26 16:00 | 342.6017 | 249.5297 | 29.0293 | 52.5799 | 27.6253 | 1.8851 | 11.1516 | 20.9917 | 0 | 0.22081 | 22.0758
1995-01-26 17:00 | 331.8374 | 251.8855 | 5.6905 | 45.239 | 24.8704 | 1.8892 | 13.6458 | 21.2224 | 0 | 0.22081 | 7.0241
1995-01-26 18:00 | 329.9713 | 254.377 | 0 | 52.8208 | 24.4519 | 1.8848 | 13.9746 | 20.9581 | 0 | 0.22081 | 27.1688
1995-01-26 19:00 | 326.9967 | 258.632 | 0 | 50.1721 | 27.8529 | 1.8852 | 11.1374 | 21.2133 | 0 | 0.22081 | 12.8538
1995-01-26 20:00 | 317.0102 | 252.6024 | 0 | 50.0829 | 40.5309 | 1.8865 | 10.4934 | 20.9746 | 0 | 0.22081 | 22.8759
1995-01-26 21:00 | 315.6431 | 240.5366 | 0 | 46.6199 | 59.9803 | 1.8871 | 10.2367 | 20.9549 | 0 | 0.22081 | 20.2105
1995-01-26 22:00 | 305.7952 | 221.217 | 0 | 50.8813 | 71.1383 | 1.849 | 10.3603 | 20.5585 | 0 | 0.22081 | 7.9674
1995-01-26 23:00 | 308.5833 | 223.937 | 0 | 44.1797 | 71.1383 | 1.8491 | 10.1339 | 20.4067 | 0 | 0.17046 | 3.9496
1995-01-27 | 296.8174 | 224.2543 | 0 | 45.5204 | 71.1383 | 0.052253 | 10.1127 | 19.7678 | 0 | 0.056857 | 27.0406
1995-01-27 01:00 | 284.3871 | 217.2621 | 0 | 46.9352 | 71.1383 | 0.052253 | 9.8382 | 13.878 | 0 | 0.056857 | 15.8367
1995-01-27 02:00 | 285.7192 | 227.5666 | 0 | 40.1663 | 71.1383 | 0.052253 | 9.8066 | 14.1522 | 0 | 0.014763 | 4.7558
1995-01-27 03:00 | 259.3203 | 238.0162 | 0 | 43.9932 | 71.1383 | 0.052253 | 8.9353 | 13.5904 | 0 | 0.014763 | 0
1995-01-27 04:00 | 257.0633 | 239.3961 | 0 | 33.7417 | 65.1366 | 0.052253 | 8.5532 | 14.0981 | 0 | 0.014763 | 0.087442
1995-01-27 05:00 | 236.2296 | 249.8657 | 0 | 39.185 | 67.1096 | 0.052253 | 8.1462 | 14.2537 | 0 | 0.014763 | 0.24818
1995-01-27 06:00 | 241.2074 | 252.7824 | 0.96917 | 34.8713 | 63.5003 | 1.4169 | 8.3378 | 14.4236 | 0 | 0.014763 | 2.1638
1995-01-27 07:00 | 243.397 | 256.5949 | 11.6511 | 42.3275 | 71.1383 | 0.052253 | 8.728 | 14.9017 | 0 | 0.012316 | 8.652
1995-01-27 08:00 | 250.746 | 263.9792 | 89.1693 | 38.5765 | 67.6036 | 0.052253 | 8.4892 | 18.5598 | 0 | 0.012316 | 2.4392
1995-01-27 09:00 | 207.8702 | 264.5578 | 199.91 | 32.3763 | 22.8136 | 1.8395 | 8.5205 | 20.6159 | 0 | 0.0072028 | 0.14866
1995-01-27 10:00 | 204.8696 | 267.8385 | 277.4351 | 35.7455 | 20.6303 | 0.052253 | 8.1339 | 20.506 | 0 | 0.0072028 | 0
1995-01-27 11:00 | 191.991 | 265.1843 | 327.6916 | 32.4285 | 20.6303 | 0.052253 | 7.7936 | 20.3177 | 0 | 0.0072028 | 0
1995-01-27 12:00 | 218.5447 | 243.082 | 340.6002 | 25.79 | 20.6303 | 0.052253 | 8.0487 | 14.5176 | 0 | 0.0072028 | 0.060439
1995-01-27 13:00 | 239.1648 | 236.5291 | 295.6369 | 35.4356 | 20.6303 | 1.8051 | 7.1738 | 19.1606 | 0 | 0.0072028 | 5.6916
1995-01-27 14:00 | 273.1342 | 242.4865 | 236.0997 | 28.3032 | 20.6303 | 1.8081 | 7.9198 | 20.3126 | 0 | 0.0072028 | 10.4587
1995-01-27 15:00 | 276.7146 | 256.8408 | 161.8057 | 36.206 | 20.6303 | 1.8091 | 7.9721 | 20.5612 | 0 | 0.0072028 | 9.5863
1995-01-27 16:00 | 298.5668 | 262.2311 | 55.1362 | 41.608 | 20.6303 | 1.8086 | 8.3979 | 21.0555 | 0 | 0.012316 | 20.773
1995-01-27 17:00 | 302.7107 | 258.1055 | 11.7851 | 38.1189 | 20.6303 | 1.8087 | 8.5141 | 21.0416 | 0 | 0.012316 | 18.6317
1995-01-27 18:00 | 310.5217 | 252.1671 | 0 | 38.9799 | 20.6303 | 1.8084 | 8.8336 | 20.5747 | 0 | 0.012316 | 22.5327
1995-01-27 19:00 | 312.8586 | 248.8201 | 0 | 38.9862 | 20.6303 | 1.814 | 8.8612 | 20.5479 | 0 | 0.012316 | 32.2392
1995-01-27 20:00 | 306.0974 | 255.9099 | 0 | 42.0976 | 20.6303 | 1.8151 | 9.6385 | 20.6325 | 0 | 0.012316 | 22.1462
1995-01-27 21:00 | 310.7576 | 258.7661 | 0 | 41.997 | 20.6303 | 1.8156 | 8.9486 | 20.4792 | 0 | 0.012316 | 14.0789
1995-01-27 22:00 | 310.7572 | 265.1247 | 0 | 33.2994 | 20.6303 | 0.052253 | 9.2793 | 19.0808 | 0 | 0.012316 | 6.4007
1995-01-27 23:00 | 310.3866 | 270.1441 | 0 | 34.4752 | 20.6303 | 1.8276 | 9.336 | 14.433 | 0 | 0.011656 | 9.2406
1995-01-28 | 303.8159 | 278.7595 | 0 | 32.0229 | 20.6303 | 1.7864 | 9.3999 | 20.3445 | 0 | 0.011656 | 4.8706
1995-01-28 01:00 | 304.0331 | 270.0787 | 0 | 27.3872 | 20.6303 | 0.011253 | 9.6774 | 19.8488 | 0 | 0.011656 | 9.1129
1995-01-28 02:00 | 297.9614 | 277.1011 | 0 | 33.6513 | 20.6303 | 1.7851 | 9.7479 | 20.0011 | 0 | 0.011656 | 4.6434
1995-01-28 03:00 | 293.5644 | 261.4017 | 0 | 32.0645 | 20.6303 | 0.011253 | 9.7835 | 14.2563 | 0 | 0.011656 | 2.6954
1995-01-28 04:00 | 283.1841 | 264.2725 | 0 | 17.9293 | 20.6303 | 0.011253 | 8.8307 | 14.4941 | 0 | 0.011656 | 1.3058
1995-01-28 05:00 | 279.8453 | 223.7292 | 0 | 26.7987 | 20.6303 | 0.011253 | 8.4135 | 13.0539 | 0 | 0.011656 | 18.7393
1995-01-28 06:00 | 279.6302 | 232.4259 | 1.4138 | 28.8217 | 20.6303 | 0.011253 | 7.9974 | 13.4633 | 0 | 0.011656 | 2.2066
1995-01-28 07:00 | 298.5558 | 242.063 | 23.5653 | 22.781 | 20.6303 | 0.011253 | 8.8507 | 14.7461 | 0 | 0.016806 | 7.0535
1995-01-28 08:00 | 293.3305 | 249.4621 | 67.4438 | 25.866 | 20.6303 | 0.011253 | 8.1234 | 14.7383 | 0 | 0.016806 | 4.1043
1995-01-28 09:00 | 259.7452 | 261.2595 | 126.2588 | 27.154 | 20.6303 | 0.011253 | 7.9656 | 16.1642 | 0 | 0.016806 | 1.924
1995-01-28 10:00 | 275.0966 | 247.6779 | 175.8055 | 33.1576 | 20.6303 | 1.7794 | 7.3876 | 13.5019 | 0 | 0.016806 | 4.2285
1995-01-28 11:00 | 257.8391 | 265.1196 | 225.5972 | 15.5715 | 20.6303 | 0.011253 | 7.7895 | 20.5329 | 0 | 0.016806 | 0.31225
1995-01-28 12:00 | 226.8166 | 254.1845 | 234.8696 | 18.038 | 20.6303 | 0.011253 | 7.8372 | 18.2797 | 0 | 0.016806 | 2.5535
1995-01-28 13:00 | 264.5793 | 253.9231 | 210.5118 | 22.8649 | 20.6303 | 0.011253 | 7.2451 | 14.0391 | 0 | 0.016806 | 2.1921
1995-01-28 14:00 | 267.4253 | 241.063 | 172.4271 | 19.4525 | 20.6303 | 0.011253 | 8.2506 | 15.0315 | 0 | 0.016806 | 8.9649
1995-01-28 15:00 | 305.0269 | 250.8059 | 92.8943 | 19.4412 | 20.6303 | 0.011253 | 6.4529 | 19.7548 | 0 | 0.016806 | 1.438
1995-01-28 16:00 | 320.3929 | 260.9682 | 42.9469 | 38.2669 | 20.6303 | 0.011253 | 9.8714 | 15.4262 | 0 | 0.0589 | 5.0978
1995-01-28 17:00 | 310.5807 | 270.436 | 8.022 | 33.1308 | 20.6303 | 1.8003 | 9.8748 | 20.6922 | 0 | 0.0589 | 7.9686
1995-01-28 18:00 | 311.0138 | 268.9117 | 0 | 40.6116 | 20.6303 | 1.8103 | 9.7092 | 20.9035 | 0 | 0.0589 | 5.8759
1995-01-28 19:00 | 318.1508 | 266.0719 | 0 | 35.405 | 20.6303 | 1.8105 | 9.609 | 18.955 | 0 | 0.0589 | 3.6243
1995-01-28 20:00 | 316.557 | 264.304 | 0 | 37.5149 | 20.6303 | 1.8117 | 9.7946 | 21.1022 | 0 | 0.0589 | 6.8572
1995-01-28 21:00 | 314.3892 | 260.6413 | 0 | 43.6884 | 20.6303 | 1.8119 | 10.5735 | 20.7912 | 0 | 0.016806 | 0.47759
1995-01-28 22:00 | 320.2234 | 259.4981 | 0 | 38.3523 | 20.6303 | 1.8127 | 9.8896 | 20.4601 | 0 | 0.016806 | 0.34015
1995-01-28 23:00 | 313.2114 | 248.6741 | 0 | 32.3942 | 20.6303 | 1.8127 | 9.4867 | 20.5862 | 0 | 0.014763 | 1.8732
1995-01-29 | 316.6732 | 242.6887 | 0 | 61.291 | 57.5444 | 2.4017 | 17.7732 | 20.7581 | 0 | 0.19201 | 2.2911
1995-01-29 01:00 | 315.3018 | 230.3211 | 0 | 45.2206 | 62.0802 | 2.4017 | 17.5594 | 20.6967 | 0 | 0.19201 | 0.081184
1995-01-29 02:00 | 312.4488 | 220.9578 | 0 | 38.0117 | 54.647 | 2.4015 | 16.7034 | 20.6622 | 0 | 0.19201 | 0.046061
1995-01-29 03:00 | 311.3725 | 213.6581 | 0 | 44.6927 | 29.2827 | 2.4004 | 16.0093 | 20.667 | 0 | 0.19201 | 0.4815
1995-01-29 04:00 | 308.5308 | 208.7651 | 0 | 36.1821 | 47.9844 | 2.55 | 16.1885 | 20.7361 | 0 | 0.19201 | 0.45545
1995-01-29 05:00 | 304.8337 | 209.6442 | 0 | 45.2796 | 35.2607 | 2.5483 | 16.6991 | 20.8503 | 0 | 0.19201 | 2.5425
1995-01-29 06:00 | 301.9933 | 211.4607 | 1.8761 | 66.177 | 72.1247 | 2.5588 | 17.678 | 21.1057 | 0 | 0.19201 | 7.1008
1995-01-29 07:00 | 300.3389 | 213.8762 | 21.549 | 61.8665 | 53.8409 | 2.558 | 16.901 | 21.3995 | 0 | 0.2315 | 7.1267
1995-01-29 08:00 | 299.4529 | 215.0299 | 81.7777 | 59.4783 | 50.7932 | 2.5573 | 17.0124 | 21.4249 | 0 | 0.1627 | 0.13794
1995-01-29 09:00 | 293.6595 | 219.2373 | 153.8442 | 62.6003 | 33.795 | 2.558 | 16.7981 | 21.4208 | 0 | 0.1627 | 0
1995-01-29 10:00 | 287.5326 | 212.6526 | 208.4257 | 55.3973 | 33.1504 | 2.5591 | 16.9865 | 21.3799 | 0 | 0.1627 | 0.017817
1995-01-29 11:00 | 295.0673 | 207.2128 | 227.0016 | 45.936 | 36.7307 | 2.5612 | 16.9676 | 21.3788 | 0 | 0.1627 | 0.41924
1995-01-29 12:00 | 284.0528 | 207.1011 | 235.3093 | 69.2771 | 83.6584 | 2.5632 | 16.8991 | 21.355 | 0 | 0.1627 | 0
1995-01-29 13:00 | 297.8646 | 201.4888 | 197.5683 | 65.9452 | 33.1504 | 2.5465 | 16.8983 | 21.3479 | 0 | 0.1627 | 0.46626
1995-01-29 14:00 | 291.2277 | 186.9075 | 158.0514 | 72.9164 | 83.6584 | 2.5468 | 20.5222 | 21.4278 | 0 | 0.16425 | 0
1995-01-29 15:00 | 297.5508 | 171.4608 | 88.8361 | 79.5787 | 83.6584 | 2.5461 | 26.0113 | 21.4187 | 0 | 0.1722 | 6.6799
1995-01-29 16:00 | 295.0967 | 163.6619 | 25.1873 | 96.0866 | 83.6584 | 2.5454 | 28.4981 | 21.4914 | 0 | 0.27334 | 18.8922
1995-01-29 17:00 | 294.42 | 165.9275 | 4.7449 | 96.1109 | 83.6584 | 2.5449 | 28.1114 | 21.4899 | 0 | 0.3077 | 27.7322
1995-01-29 18:00 | 293.1763 | 176.2319 | 0 | 96.0077 | 75.9102 | 2.5273 | 29.1807 | 21.4808 | 0 | 0.3123 | 27.2675
1995-01-29 19:00 | 292.8448 | 186.1304 | 0 | 88.6314 | 68.8402 | 2.5269 | 28.4517 | 21.4713 | 0 | 0.31896 | 29.3007
1995-01-29 20:00 | 290.8982 | 189.1336 | 0 | 82.7796 | 51.2622 | 2.5271 | 30.1208 | 21.4262 | 0 | 0.31981 | 20.7414
1995-01-29 21:00 | 287.7612 | 193.8569 | 0 | 73.2591 | 82.3371 | 2.527 | 28.3291 | 21.334 | 0 | 0.32046 | 10.9177
1995-01-29 22:00 | 290.8178 | 202.9992 | 0 | 76.4951 | 83.6584 | 2.528 | 27.1231 | 21.1951 | 0 | 0.31158 | 5.7044
1995-01-29 23:00 | 290.5008 | 219.7534 | 0 | 65.9683 | 79.8759 | 2.5285 | 27.1088 | 21.0868 | 0 | 0.34883 | 0.50217
1995-01-30 | 292.6064 | 222.2454 | 0 | 66.6623 | 66.7028 | 1.814 | 25.5291 | 20.9768 | 0 | 0.23411 | 0.92641
1995-01-30 01:00 | 293.439 | 216.9906 | 0 | 62.5677 | 69.6014 | 1.8137 | 25.5395 | 20.844 | 0 | 0.21911 | 0.17002
1995-01-30 02:00 | 290.4452 | 212.3693 | 0 | 56.7647 | 77.8987 | 1.8136 | 24.6769 | 20.7857 | 0 | 0.19201 | 0.15603
1995-01-30 03:00 | 282.5635 | 213.4881 | 0 | 59.4995 | 79.2004 | 1.8485 | 24.5969 | 20.8013 | 0 | 0.19201 | 0.087182
1995-01-30 04:00 | 276.7956 | 218.5581 | 0 | 61.3408 | 56.4156 | 1.8468 | 24.5769 | 20.7747 | 0 | 0.19201 | 0.56294
1995-01-30 05:00 | 271.4349 | 221.5052 | 0 | 61.7358 | 61.061 | 1.8449 | 22.3239 | 20.8438 | 0 | 0.19201 | 0.629
1995-01-30 06:00 | 263.0962 | 221.6998 | 1.8592 | 83.2732 | 85.2025 | 1.8215 | 25.6398 | 20.8829 | 0 | 0.19201 | 0.65798
1995-01-30 07:00 | 255.1875 | 211.2374 | 18.3599 | 90.5205 | 85.2025 | 1.8215 | 22.0309 | 20.9793 | 0 | 0.25985 | 7.9273
1995-01-30 08:00 | 244.8871 | 188.5214 | 66.927 | 89.3146 | 80.8446 | 1.8228 | 20.943 | 21.0453 | 0 | 0.2315 | 12.5868
1995-01-30 09:00 | 236.7261 | 173.1441 | 144.5492 | 84.6817 | 73.3986 | 1.8234 | 20.2299 | 21.0521 | 0 | 0.1627 | 0.6384
1995-01-30 10:00 | 230.8889 | 173.8004 | 207.0984 | 75.8603 | 85.2025 | 1.8243 | 21.8677 | 21.0277 | 0 | 0.1627 | 1.6641
1995-01-30 11:00 | 230.1172 | 177.573 | 253.8301 | 75.3297 | 85.2025 | 1.8258 | 18.9747 | 21.0034 | 0 | 0.1627 | 0.13385
1995-01-30 12:00 | 229.101 | 173.5072 | 267.847 | 76.6921 | 70.0746 | 1.8272 | 21.0205 | 21.0151 | 0 | 0.1627 | 0.082357
1995-01-30 13:00 | 217.8221 | 165.6373 | 257.683 | 71.2308 | 85.2025 | 1.8275 | 20.9405 | 20.8881 | 0 | 0.1627 | 0
1995-01-30 14:00 | 227.6394 | 158.5101 | 202.1392 | 73.9479 | 85.2025 | 1.8277 | 21.643 | 20.8253 | 0 | 0.1627 | 0.44084
1995-01-30 15:00 | 223.9171 | 153.5167 | 127.2002 | 77.7398 | 85.2025 | 1.81 | 25.2654 | 21.0234 | 0 | 0.1627 | 0.70099
1995-01-30 16:00 | 221.1873 | 140.8687 | 41.4235 | 107.9503 | 85.2025 | 1.809 | 27.2463 | 21.1249 | 0 | 0.25985 | 11.0505
1995-01-30 17:00 | 214.2167 | 121.0665 | 6.7971 | 114.2114 | 85.2025 | 1.808 | 32.9201 | 21.0625 | 0 | 0.25985 | 29.547
1995-01-30 18:00 | 210.2836 | 99.0981 | 0 | 112.2382 | 85.2025 | 1.8074 | 29.8778 | 21.1765 | 0 | 0.25985 | 27.5074
1995-01-30 19:00 | 204.362 | 81.3786 | 0 | 108.1569 | 85.2025 | 1.8066 | 30.0164 | 21.2164 | 0 | 0.25985 | 49.9755
1995-01-30 20:00 | 194.5072 | 69.0411 | 0 | 112.6792 | 85.2025 | 1.8071 | 27.2198 | 21.05 | 0 | 0.25985 | 54.2634
1995-01-30 21:00 | 182.2099 | 71.0196 | 0 | 111.2482 | 85.2025 | 1.8069 | 26.9334 | 21.0893 | 0 | 0.25985 | 50.9838
1995-01-30 22:00 | 173.2212 | 80.0168 | 0 | 106.082 | 85.2025 | 1.794 | 25.6023 | 21.0507 | 0 | 0.25985 | 65.4577
1995-01-30 23:00 | 167.1142 | 94.5624 | 0 | 97.8348 | 85.2025 | 1.792 | 23.3469 | 20.9621 | 0 | 0.28916 | 48.0023
1995-01-31 | 160.6826 | 114.643 | 0 | 102.2637 | 84.3297 | 1.7844 | 23.624 | 20.6775 | 0 | 0.17716 | 36.509
1995-01-31 01:00 | 157.7268 | 136.3408 | 0 | 99.2406 | 85.2025 | 1.7834 | 23.0832 | 20.6369 | 0 | 0.13277 | 23.4383
1995-01-31 02:00 | 165.3858 | 156.133 | 0 | 95.5048 | 85.2025 | 1.7819 | 22.322 | 20.6161 | 0 | 0.13277 | 7.8273
1995-01-31 03:00 | 169.6638 | 184.8596 | 0 | 85.4212 | 75.8786 | 1.7793 | 22.6286 | 20.5955 | 0 | 0.13277 | 1.696
1995-01-31 04:00 | 170.2373 | 223.8269 | 0 | 75.5777 | 53.4423 | 1.7757 | 23.0383 | 20.6258 | 0 | 0.13277 | 0.13304
1995-01-31 05:00 | 168.0942 | 249.1394 | 0 | 77.1603 | 50.7138 | 1.7717 | 19.5484 | 20.5839 | 0 | 0.13277 | 0.30119
1995-01-31 06:00 | 171.7991 | 259.6208 | 1.0568 | 80.8552 | 47.7325 | 1.7617 | 19.7198 | 20.6237 | 0 | 0.13277 | 0.23046
1995-01-31 07:00 | 177.6438 | 268.7063 | 17.5747 | 85.7787 | 61.085 | 1.7597 | 22.489 | 20.6505 | 0 | 0.10453 | 8.8314
1995-01-31 08:00 | 181.9047 | 272.9061 | 112.1855 | 76.3375 | 37.7 | 1.7597 | 21.2939 | 20.7907 | 0 | 0.012316 | 0.07067
1995-01-31 09:00 | 179.878 | 274.1238 | 216.3152 | 59.49 | 33.0507 | 1.7607 | 13.182 | 20.7244 | 0 | 0.012316 | 1.9363
1995-01-31 10:00 | 177.3737 | 266.9411 | 292.0055 | 40.3183 | 32.2952 | 1.7629 | 14.0147 | 20.7009 | 0 | 0.012316 | 4.1271
1995-01-31 11:00 | 151.2559 | 261.7195 | 346.5666 | 44.9318 | 32.5697 | 1.765 | 13.9757 | 20.6417 | 0 | 0.012316 | 2.8687
1995-01-31 12:00 | 171.5705 | 256.223 | 352.5334 | 33.1041 | 32.8275 | 1.7674 | 14.0144 | 20.643 | 0 | 0.012316 | 0
1995-01-31 13:00 | 173.2838 | 252.6863 | 342.6109 | 29.7225 | 31.4959 | 1.7673 | 14.2417 | 20.6734 | 0 | 0.012316 | 1.845
1995-01-31 14:00 | 190.5138 | 253.7167 | 285.1102 | 41.7505 | 33.5965 | 1.7684 | 14.4626 | 20.716 | 0 | 0.012316 | 7.6388
1995-01-31 15:00 | 204.3605 | 262.6493 | 196.8148 | 52.0225 | 33.5965 | 1.768 | 16.9145 | 20.77 | 0 | 0.012316 | 3.667
1995-01-31 16:00 | 220.8456 | 268.2485 | 84.0549 | 73.4385 | 30.0651 | 1.7667 | 17.5316 | 20.8187 | 0 | 0.074716 | 14.5413
1995-01-31 17:00 | 233.6871 | 273.5374 | 15.3249 | 70.3765 | 24.4355 | 1.7663 | 17.5915 | 20.9611 | 0 | 0.074716 | 27.1057
1995-01-31 18:00 | 242.9632 | 271.7318 | 0 | 69.7919 | 24.4355 | 1.7654 | 17.8124 | 20.7431 | 0 | 0.074716 | 30.5872
1995-01-31 19:00 | 254.418 | 278.2895 | 0 | 70.8925 | 24.4355 | 1.7654 | 15.9256 | 20.9921 | 0 | 0.074716 | 28.1343
1995-01-31 20:00 | 256.8157 | 285.2228 | 0 | 64.7936 | 24.4355 | 1.7664 | 15.7914 | 20.9999 | 0 | 0.074716 | 32.9047
1995-01-31 21:00 | 268.8747 | 290.4936 | 0 | 66.4736 | 25.4197 | 1.7665 | 11.6056 | 20.8845 | 0 | 0.074716 | 15.6061
1995-01-31 22:00 | 267.8621 | 296.5262 | 0 | 71.0693 | 13.1096 | 1.7671 | 11.1891 | 20.5958 | 0 | 0.074716 | 10.9748
1995-01-31 23:00 | 276.6453 | 299.2296 | 0 | 67.0958 | 14.1981 | 1.7669 | 9.8032 | 20.4222 | 0 | 0.09367 | 4.7864
1995-02-01 | 276.8133 | 297.5645 | 0 | 59.7081 | 31.4025 | 1.7816 | 11.9244 | 19.6774 | 0 | 0.26398 | 11.8943
1995-02-01 01:00 | 280.1977 | 302.9353 | 0 | 59.134 | 19.349 | 1.7806 | 11.6419 | 19.9596 | 0 | 0.26398 | 6.0099
1995-02-01 02:00 | 278.7406 | 297.6774 | 0 | 53.9286 | 11.2579 | 1.7871 | 11.6528 | 19.4747 | 0 | 0.23568 | 6.1178
1995-02-01 03:00 | 297.8232 | 290.0994 | 0 | 58.6624 | 18.1469 | 1.7842 | 12.2155 | 15.9602 | 0 | 0.23568 | 0.76309
1995-02-01 04:00 | 288.2917 | 295.0036 | 0 | 54.5056 | 11.2579 | 1.7804 | 12.1082 | 18.9013 | 0 | 0.23568 | 11.6297
1995-02-01 05:00 | 290.6641 | 302.922 | 0 | 55.5518 | 11.2579 | 1.776 | 12.3964 | 19.5562 | 0 | 0.23568 | 0.95233
1995-02-01 06:00 | 298.5935 | 297.1759 | 1.2172 | 59.2364 | 11.2579 | 1.7898 | 13.8005 | 18.1148 | 0 | 0.23568 | 9.4166
1995-02-01 07:00 | 303.5261 | 282.1658 | 26.3105 | 61.4859 | 12.0994 | 1.7962 | 15.6234 | 20.6957 | 0 | 0.23724 | 18.4145
1995-02-01 08:00 | 286.8258 | 269.4893 | 132.3506 | 48.9458 | 11.2579 | 1.734 | 10.4652 | 19.4291 | 0 | 0.12883 | 6.8965
1995-02-01 09:00 | 271.0512 | 256.2543 | 249.5008 | 54.0913 | 11.2579 | 1.7352 | 9.7083 | 21.15 | 0 | 0.015234 | 0.8745
1995-02-01 10:00 | 243.873 | 250.817 | 325.7025 | 47.3428 | 11.2579 | 1.7376 | 9.2167 | 20.2265 | 0 | 0.015234 | 0
1995-02-01 11:00 | 233.2052 | 248.6895 | 361.0558 | 43.7442 | 11.2579 | 1.7401 | 9.2207 | 21.2972 | 0 | 0.015234 | 0.20038
1995-02-01 12:00 | 230.2441 | 235.5458 | 381.7477 | 35.9625 | 11.2579 | 1.7427 | 9.4303 | 19.2738 | 0 | 0.015234 | 0.23729
1995-02-01 13:00 | 224.676 | 233.693 | 356.9461 | 41.3594 | 11.2579 | 1.7427 | 10.7508 | 19.3543 | 0 | 0.015234 | 0
1995-02-01 14:00 | 258.5137 | 215.0468 | 275.0462 | 46.5715 | 11.2579 | 1.7443 | 17.7544 | 20.8184 | 0 | 0.015234 | 0
1995-02-01 15:00 | 264.649 | 207.8137 | 188.8983 | 54.3904 | 20.909 | 1.7931 | 19.5579 | 19.4183 | 0 | 0.17534 | 5.1085
1995-02-01 16:00 | 268.505 | 197.9106 | 85.986 | 61.3671 | 51.0703 | 1.7914 | 30.0894 | 19.301 | 0 | 0.33945 | 14.3779
1995-02-01 17:00 | 268.4633 | 197.291 | 15.7055 | 58.8265 | 62.8639 | 1.7912 | 34.3266 | 19.8501 | 0 | 0.33945 | 28.6727
1995-02-01 18:00 | 266.1836 | 201.5242 | 0 | 64.6511 | 62.8639 | 1.829 | 36.1462 | 18.8578 | 0 | 0.33945 | 39.9374
1995-02-01 19:00 | 256.3313 | 209.4715 | 0 | 63.4986 | 62.8639 | 1.8292 | 34.3879 | 19.0813 | 0 | 0.33945 | 35.8631
1995-02-01 20:00 | 254.6129 | 217.0813 | 0 | 59.8803 | 62.8639 | 1.8312 | 34.4708 | 21.0105 | 0 | 0.33945 | 28.3556
1995-02-01 21:00 | 250.7045 | 227.8354 | 0 | 70.1041 | 62.8639 | 1.8443 | 35.3865 | 20.8972 | 0 | 0.33945 | 15.4023
1995-02-01 22:00 | 251.8459 | 241.8365 | 0 | 62.776 | 62.8639 | 1.8452 | 33.5401 | 20.6575 | 0 | 0.33945 | 5.8484
1995-02-01 23:00 | 243.9322 | 238.9138 | 0 | 57.9921 | 62.8639 | 1.845 | 25.0932 | 20.2832 | 0 | 0.33378 | 7.2669
1995-02-02 | 239.9617 | 243.8662 | 0 | 76.7037 | 62.8639 | 1.7681 | 23.5845 | 20.8668 | 0 | 0.33378 | 12.9572
1995-02-02 01:00 | 239.4379 | 244.4061 | 0 | 72.121 | 62.8639 | 1.7672 | 20.3677 | 21.1623 | 0 | 0.33378 | 6.6967
1995-02-02 02:00 | 238.1303 | 238.7259 | 0 | 62.5014 | 62.9798 | 1.7658 | 21.0457 | 20.8106 | 0 | 0.33378 | 2.5405
1995-02-02 03:00 | 232.651 | 232.5417 | 0 | 65.3129 | 62.8639 | 1.7629 | 20.9337 | 21.0711 | 0 | 0.33378 | 0.42392
1995-02-02 04:00 | 227.4449 | 229.4751 | 0 | 55.6542 | 62.8639 | 1.759 | 19.3687 | 20.7931 | 0 | 0.33378 | 1.2042
1995-02-02 05:00 | 219.7376 | 224.1715 | 0 | 60.5793 | 63.1716 | 1.7546 | 19.4079 | 21.1407 | 0 | 0.2926 | 4.3158
1995-02-02 06:00 | 214.1036 | 216.3756 | 2.1418 | 78.6353 | 63.9165 | 1.7518 | 22.201 | 21.0292 | 0 | 0.33378 | 14.0305
1995-02-02 07:00 | 209.7956 | 207.8315 | 29.2396 | 83.3067 | 64.518 | 1.7499 | 15.9928 | 21.5794 | 0 | 0.33945 | 53.8015
1995-02-02 08:00 | 202.2562 | 197.2587 | 119.6696 | 75.1522 | 64.6857 | 1.7503 | 11.2659 | 21.6861 | 0 | 0.26874 | 39.4883
1995-02-02 09:00 | 195.1235 | 191.7867 | 224.9818 | 61.3832 | 62.8639 | 1.752 | 11.1083 | 21.6154 | 0 | 0.19994 | 8.0873
1995-02-02 10:00 | 188.7679 | 184.9065 | 313.9011 | 47.1935 | 62.8639 | 1.7547 | 10.5161 | 21.5003 | 0 | 0.19994 | 1.1211
1995-02-02 11:00 | 183.5153 | 177.9967 | 365.3973 | 49.4152 | 62.8639 | 1.7577 | 10.922 | 21.5281 | 0 | 0.19994 | 1.0677
1995-02-02 12:00 | 183.6196 | 165.6809 | 375.0405 | 42.4621 | 62.8639 | 1.7607 | 10.5077 | 21.3891 | 0 | 0.19994 | 0.018313
1995-02-02 13:00 | 185.3967 | 159.066 | 353.3652 | 40.5936 | 63.5357 | 1.7608 | 11.828 | 21.3461 | 0 | 0.19994 | 0.46554
1995-02-02 14:00 | 185.9811 | 154.28 | 292.1192 | 45.7554 | 64.3853 | 1.7626 | 11.2919 | 21.373 | 0 | 0.29736 | 2.026
1995-02-02 15:00 | 188.8047 | 143.5685 | 189.9959 | 66.1628 | 66.1415 | 1.7626 | 28.958 | 21.5865 | 0 | 0.33945 | 2.8156
1995-02-02 16:00 | 191.9452 | 131.914 | 76.1443 | 91.5361 | 66.1415 | 1.7704 | 32.7039 | 21.47 | 0 | 0.33945 | 42.467
1995-02-02 17:00 | 185.7391 | 130.6675 | 17.0305 | 108.5041 | 66.1415 | 1.7706 | 42.4505 | 21.3749 | 0 | 0.33945 | 50.8713
1995-02-02 18:00 | 184.9924 | 137.476 | 0 | 99.1285 | 66.1415 | 1.7699 | 40.3166 | 21.5127 | 0 | 0.33945 | 60.8523
1995-02-02 19:00 | 181.9108 | 142.2495 | 0 | 101.7071 | 66.1415 | 1.7707 | 41.1343 | 21.4852 | 0 | 0.33945 | 65.0277
1995-02-02 20:00 | 174.9188 | 148.8896 | 0 | 98.6779 | 66.1415 | 1.7732 | 33.2872 | 21.1731 | 0 | 0.33945 | 78.2182
1995-02-02 21:00 | 166.285 | 159.525 | 0 | 105.3104 | 66.1415 | 1.7717 | 32.1058 | 21.4738 | 0 | 0.33945 | 65.1311
1995-02-02 22:00 | 153.5241 | 182.2498 | 0 | 93.2459 | 65.0435 | 1.7843 | 29.4588 | 21.0774 | 0 | 0.33945 | 56.553
1995-02-02 23:00 | 148.8999 | 213.1013 | 0 | 82.0834 | 65.0435 | 1.7844 | 31.9633 | 21.2216 | 0 | 0.33378 | 11.313
1995-02-03 | 150.0173 | 239.5353 | 0 | 80.0416 | 65.0435 | 1.8175 | 29.2538 | 18.8984 | 0 | 0.33378 | 5.2767
1995-02-03 01:00 | 148.3406 | 255.3866 | 0 | 59.8924 | 65.0435 | 1.8169 | 25.5937 | 20.5547 | 0 | 0.33378 | 3.4083
1995-02-03 02:00 | 148.0055 | 265.9207 | 0 | 55.2895 | 65.0435 | 1.8157 | 25.2389 | 20.4675 | 0 | 0.2926 | 2.7253
1995-02-03 03:00 | 154.2457 | 268.8337 | 0 | 56.4009 | 57.6871 | 1.813 | 21.3065 | 20.3057 | 0 | 0.2926 | 5.104
1995-02-03 04:00 | 168.6317 | 258.9633 | 0 | 43.9045 | 54.6364 | 1.8093 | 14.0187 | 20.1865 | 0 | 0.26703 | 0.81366
1995-02-03 05:00 | 172.7046 | 263.1121 | 0 | 46.6822 | 41.2951 | 1.7717 | 10.5351 | 20.4982 | 0 | 0.25425 | 0.86703
1995-02-03 06:00 | 179.4258 | 265.5592 | 2.193 | 45.5956 | 43.2425 | 1.769 | 10.0209 | 20.7459 | 0 | 0.25425 | 1.1067
1995-02-03 07:00 | 189.036 | 269.2903 | 30.5764 | 57.3879 | 51.7694 | 1.7673 | 9.5845 | 20.9901 | 0 | 0.22446 | 2.6188
1995-02-03 08:00 | 189.2823 | 266.5953 | 139.3722 | 39.0333 | 28.416 | 1.7678 | 8.7121 | 21.1205 | 0 | 0.015234 | 0
1995-02-03 09:00 | 186.9679 | 276.4329 | 251.3513 | 34.7583 | 12.3777 | 1.7696 | 8.3935 | 19.9784 | 0 | 0.015234 | 0.30586
1995-02-03 10:00 | 180.3181 | 281.4121 | 327.602 | 34.0908 | 10.81 | 1.7726 | 8.3567 | 20.0127 | 0 | 0.015234 | 0.20455
1995-02-03 11:00 | 160.9317 | 276.7374 | 369.7882 | 35.366 | 9.5765 | 1.7756 | 8.279 | 20.8182 | 0 | 0.015234 | 0.066383
1995-02-03 12:00 | 155.5794 | 275.8156 | 378.8841 | 26.2999 | 10.3864 | 1.7786 | 7.9765 | 19.9948 | 0 | 0.015234 | 0.22853
1995-02-03 13:00 | 153.9706 | 269.4159 | 369.1674 | 27.6136 | 12.648 | 1.7788 | 7.673 | 20.1422 | 0 | 0.015234 | 0.47518
1995-02-03 14:00 | 167.193 | 280.5053 | 304.56 | 33.7425 | 13.6397 | 1.7805 | 7.9872 | 20.7981 | 0 | 0.015234 | 0.54941
1995-02-03 15:00 | 185.064 | 288.2746 | 209.981 | 38.4566 | 14.5355 | 1.8587 | 8.6148 | 20.1291 | 0 | 0.015234 | 1.4997
1995-02-03 16:00 | 201.8348 | 296.0637 | 93.5544 | 45.1888 | 45.1541 | 1.8577 | 10.7745 | 20.7033 | 0 | 0.25581 | 14.1428
1995-02-03 17:00 | 204.9846 | 295.4715 | 19.8817 | 36.8837 | 63.1298 | 1.8553 | 10.6122 | 21.0721 | 0 | 0.25581 | 19.202
1995-02-03 18:00 | 212.3753 | 293.8487 | 0 | 44.9145 | 58.5945 | 1.853 | 11.4091 | 18.4674 | 0 | 0.25581 | 20.2628
1995-02-03 19:00 | 217.5127 | 290.5708 | 0 | 29.0806 | 65.0435 | 1.8534 | 11.204 | 19.8604 | 0 | 0.25581 | 25.67
1995-02-03 20:00 | 218.6276 | 297.2671 | 0 | 46.0812 | 49.2697 | 1.8552 | 10.9535 | 19.5162 | 0 | 0.25581 | 22.3894
1995-02-03 21:00 | 229.6792 | 288.7413 | 0 | 41.9965 | 57.5595 | 1.8557 | 10.7105 | 20.1996 | 0 | 0.25581 | 31.4205
1995-02-03 22:00 | 236.1942 | 286.3103 | 0 | 38.8883 | 58.7356 | 1.8569 | 10.3504 | 16.3843 | 0 | 0.25581 | 16.3712
1995-02-03 23:00 | 224.7824 | 298.273 | 0 | 30.8891 | 64.8831 | 1.857 | 10.2374 | 20.0287 | 0 | 0.23755 | 4.8617
1995-02-04 | 230.294 | 294.6058 | 0 | 43.3214 | 50.0298 | 1.7783 | 9.4407 | 18.0863 | 0 | 0.014574 | 20.5695
1995-02-04 01:00 | 229.7202 | 286.3188 | 0 | 39.5586 | 54.5187 | 1.7775 | 9.1739 | 20.241 | 0 | 0.014574 | 12.7443
1995-02-04 02:00 | 223.8596 | 284.9043 | 0 | 39.32 | 48.2022 | 1.7762 | 9.481 | 17.5338 | 0 | 0.014574 | 14.8998
1995-02-04 03:00 | 224.991 | 269.7987 | 0 | 35.6284 | 56.3138 | 1.7734 | 8.4073 | 18.4988 | 0 | 0.014574 | 9.0845
1995-02-04 04:00 | 207.2854 | 255.2247 | 0 | 38.3069 | 44.1794 | 1.7694 | 8.9667 | 16.6249 | 0 | 0.014574 | 3.3276
1995-02-04 05:00 | 182.03 | 240.1196 | 0 | 33.3856 | 50.7434 | 1.7649 | 8.3917 | 16.5738 | 0 | 0.014574 | 18.4009
1995-02-04 06:00 | 201.842 | 218.7024 | 1.6833 | 42.8327 | 45.1187 | 1.7544 | 9.6556 | 19.3547 | 0 | 0.014574 | 1.7654
1995-02-04 07:00 | 224.0892 | 227.4184 | 25.9367 | 39.5449 | 61.7659 | 1.7525 | 8.935 | 19.5466 | 0 | 0.014651 | 19.8019
1995-02-04 08:00 | 216.8873 | 225.9509 | 113.2539 | 30.8443 | 61.7659 | 1.753 | 8.931 | 20.6281 | 0 | 0.014651 | 7.3958
1995-02-04 09:00 | 180.3852 | 230.8405 | 225.6976 | 33.5263 | 19.2295 | 1.7549 | 8.0413 | 19.5478 | 0 | 0.014651 | 16.7515
1995-02-04 10:00 | 200.1095 | 215.6679 | 295.9268 | 36.8643 | 15.5261 | 1.758 | 7.9854 | 18.5189 | 0 | 0.014651 | 1.4116
1995-02-04 11:00 | 182.8604 | 221.911 | 337.9422 | 23.6384 | 26.9052 | 1.7611 | 8.3527 | 19.7163 | 0 | 0.014651 | 0.24548
1995-02-04 12:00 | 184.6653 | 219.8653 | 337.916 | 33.7868 | 11.2579 | 1.7643 | 8.0618 | 19.6401 | 0 | 0.014651 | 1.7488
1995-02-04 13:00 | 201.2875 | 217.2014 | 310.2153 | 38.0325 | 11.2579 | 1.7645 | 8.349 | 21.0952 | 0 | 0.014651 | 0.98654
1995-02-04 14:00 | 202.0048 | 221.0065 | 249.3627 | 23.7803 | 41.8265 | 1.7663 | 11.2308 | 20.926 | 0 | 0.014651 | 0.22804
1995-02-04 15:00 | 209.7687 | 221.5967 | 164.6527 | 37.7258 | 50.9043 | 1.7661 | 12.2714 | 21.339 | 0 | 0.014651 | 2.4169
1995-02-04 16:00 | 212.3318 | 228.0528 | 81.1273 | 43.838 | 61.7659 | 1.7651 | 12.979 | 21.2707 | 0 | 0.014651 | 3.9629
1995-02-04 17:00 | 201.9041 | 228.2966 | 21.2161 | 52.6431 | 61.7659 | 1.7651 | 12.9965 | 19.7119 | 0 | 0.040848 | 2.7898
1995-02-04 18:00 | 222.2213 | 223.9619 | 0 | 60.7939 | 61.7659 | 1.7643 | 14.2667 | 20.8627 | 0 | 0.040848 | 6.031
1995-02-04 19:00 | 218.7182 | 222.7233 | 0 | 63.4092 | 61.7659 | 1.7648 | 13.7549 | 20.3352 | 0 | 0.040848 | 4.0555
1995-02-04 20:00 | 217.9373 | 218.9632 | 0 | 72.7205 | 61.7659 | 0.052253 | 14.0096 | 17.103 | 0 | 0.040848 | 5.5097
1995-02-04 21:00 | 219.4954 | 206.7753 | 0 | 78.0488 | 61.7659 | 1.7672 | 11.513 | 18.5648 | 0 | 0.040848 | 13.982
1995-02-04 22:00 | 210.605 | 200.4831 | 0 | 63.9222 | 61.7659 | 1.7683 | 13.5173 | 17.1927 | 0 | 0.040848 | 17.3688
1995-02-04 23:00 | 216.8894 | 191.1994 | 0 | 64.0569 | 61.7659 | 1.7685 | 10.0018 | 19.6387 | 0 | 0.041467 | 22.9791
1995-02-05 | 209.2909 | 179.5917 | 0 | 64.9892 | 61.7659 | 1.7641 | 11.5508 | 17.4914 | 0 | 0.01527 | 43.4819
1995-02-05 01:00 | 208.9838 | 187.9672 | 0 | 64.5356 | 61.7659 | 1.7232 | 10.2221 | 19.4576 | 0 | 0.01527 | 23.4161
1995-02-05 02:00 | 203.4352 | 190.8696 | 0 | 72.8737 | 61.7659 | 1.723 | 10.5486 | 19.0059 | 0 | 0.01527 | 21.3387
1995-02-05 03:00 | 197.7345 | 188.1521 | 0 | 70.3638 | 61.7659 | 1.7215 | 10.1706 | 17.9434 | 0 | 0.01527 | 20.4646
1995-02-05 04:00 | 199.9222 | 176.1152 | 0 | 54.2979 | 61.7659 | 1.7188 | 11.4423 | 19.6045 | 0 | 0.01527 | 8.3743
1995-02-05 05:00 | 206.1134 | 161.7951 | 0.0015646 | 66.5417 | 60.6679 | 1.7165 | 12.1922 | 18.4693 | 0 | 0.01527 | 14.5914
1995-02-05 06:00 | 208.3274 | 164.9703 | 2.2692 | 71.053 | 60.6679 | 1.7488 | 13.1525 | 20.3676 | 0 | 0.01527 | 21.0856
1995-02-05 07:00 | 208.7816 | 176.9657 | 23.2249 | 70.8408 | 60.6679 | 1.7476 | 12.2913 | 20.6377 | 0 | 0.015234 | 49.9094
1995-02-05 08:00 | 204.1914 | 188.0813 | 120.5243 | 54.102 | 60.6679 | 1.7467 | 10.3385 | 19.1067 | 0 | 0.015234 | 10.7248
1995-02-05 09:00 | 189.8916 | 196.0628 | 227.7587 | 49.747 | 61.3254 | 1.7479 | 10.6665 | 21.0326 | 0 | 0.015234 | 6.1716
1995-02-05 10:00 | 180.6924 | 193.3658 | 292.2413 | 46.2916 | 61.3254 | 1.7495 | 10.9657 | 21.1079 | 0 | 0.015234 | 3.2699
1995-02-05 11:00 | 178.6186 | 213.6976 | 322.6251 | 33.1134 | 61.3254 | 1.7529 | 9.8736 | 20.3108 | 0 | 0.015234 | 0.064905
1995-02-05 12:00 | 170.9138 | 227.4509 | 333.4141 | 20.6443 | 56.7688 | 1.7558 | 10.8689 | 20.925 | 0 | 0.015234 | 0
1995-02-05 13:00 | 174.6098 | 240.3317 | 312.1641 | 46.0976 | 29.2021 | 1.756 | 9.565 | 20.58 | 0 | 0.015234 | 0.07
1995-02-05 14:00 | 180.3375 | 245.6273 | 260.6404 | 56.54 | 30.2605 | 1.7584 | 10.2975 | 21.0477 | 0 | 0.015234 | 0.16088
1995-02-05 15:00 | 181.7804 | 249.2512 | 181.4917 | 45.7502 | 50.511 | 1.757 | 12.6147 | 21.1253 | 0 | 0.015234 | 12.4967
1995-02-05 16:00 | 184.0889 | 253.3618 | 86.0406 | 63.6635 | 57.2333 | 1.7556 | 13.8797 | 21.2773 | 0 | 0.015234 | 17.4262
1995-02-05 17:00 | 188.4227 | 252.5034 | 19.9538 | 75.2747 | 61.4028 | 1.7544 | 14.9205 | 21.684 | 0 | 0.057328 | 34.5946
1995-02-05 18:00 | 200.3585 | 249.6449 | 0 | 75.6345 | 61.3254 | 1.7523 | 15.1353 | 21.6321 | 0 | 0.057328 | 55.0594
1995-02-05 19:00 | 203.64 | 254.7441 | 0 | 66.9945 | 61.3254 | 1.7514 | 15.1692 | 21.7066 | 0 | 0.057328 | 46.8985
1995-02-05 20:00 | 203.3452 | 256.0305 | 0 | 69.0942 | 61.3254 | 1.7518 | 13.0585 | 20.8142 | 0 | 0.057328 | 39.6446
1995-02-05 21:00 | 213.3148 | 257.2618 | 0 | 78.3236 | 61.3254 | 1.7515 | 12.3136 | 20.9669 | 0 | 0.057328 | 18.9784
1995-02-05 22:00 | 224.805 | 253.1192 | 0 | 71.0637 | 61.3254 | 1.7531 | 11.5514 | 18.8447 | 0 | 0.057328 | 7.6583
1995-02-05 23:00 | 207.7208 | 256.9279 | 0 | 66.4398 | 61.3254 | 1.7537 | 10.615 | 20.4281 | 0 | 0.056448 | 10.126
1995-02-06 | 228.7597 | 270.1312 | 0 | 79.3433 | 61.3254 | 1.8133 | 12.8122 | 19.8539 | 0 | 0.22624 | 1.1636
1995-02-06 01:00 | 225.4003 | 271.6759 | 0 | 65.7156 | 61.3254 | 1.8539 | 11.6834 | 20.9031 | 0 | 0.22624 | 8.7772
1995-02-06 02:00 | 227.9229 | 267.6802 | 0 | 77.0656 | 61.3254 | 1.8537 | 11.577 | 18.1218 | 0 | 0.22624 | 0.6444
1995-02-06 03:00 | 226.1925 | 273.0354 | 0 | 66.2752 | 61.3254 | 1.8519 | 13.1581 | 20.4332 | 0 | 0.22624 | 0.77767
1995-02-06 04:00 | 233.1182 | 270.9497 | 0 | 62.4116 | 61.3254 | 1.8662 | 13.4416 | 19.0619 | 0 | 0.22624 | 4.0309
1995-02-06 05:00 | 233.9201 | 270.3046 | 0.0012544 | 70.868 | 61.3254 | 1.8634 | 12.2127 | 18.5245 | 0 | 0.22624 | 1.0465
1995-02-06 06:00 | 239.4862 | 272.9032 | 2.8451 | 83.7985 | 61.3254 | 1.8628 | 12.0098 | 20.7566 | 0 | 0.30793 | 8.3023
1995-02-06 07:00 | 237.8101 | 272.3333 | 24.7324 | 85.4477 | 61.3254 | 1.8758 | 13.5272 | 21.1612 | 0 | 0.29592 | 28.9311
1995-02-06 08:00 | 226.7391 | 274.1019 | 111.8386 | 71.9534 | 61.3254 | 1.8777 | 11.5034 | 20.8566 | 0 | 0.22712 | 7.0301
1995-02-06 09:00 | 226.3843 | 273.8516 | 201.695 | 72.1406 | 61.3254 | 1.8788 | 12.2015 | 20.4375 | 0 | 0.22712 | 0.14866
1995-02-06 10:00 | 230.5357 | 273.343 | 263.0024 | 74.1282 | 61.3254 | 1.8802 | 11.482 | 18.8351 | 0 | 0.22712 | 7.0343
1995-02-06 11:00 | 229.8143 | 274.5291 | 300.821 | 70.578 | 61.3254 | 1.8826 | 11.6318 | 18.5535 | 0 | 0.22712 | 0.25001
1995-02-06 12:00 | 232.4138 | 272.9975 | 309.7865 | 75.8089 | 61.3254 | 1.8846 | 13.4942 | 20.07 | 0 | 0.22712 | 1.2108
1995-02-06 13:00 | 242.2216 | 280.4097 | 298.1769 | 54.7509 | 61.3254 | 1.8852 | 14.2228 | 21.0756 | 0 | 0.22712 | 21.1944
1995-02-06 14:00 | 251.7157 | 280.5463 | 256.3358 | 72.4701 | 61.3254 | 1.8856 | 13.27 | 20.3857 | 0 | 0.22712 | 7.0874
1995-02-06 15:00 | 259.6259 | 279.7351 | 191.4894 | 60.2249 | 61.3254 | 1.8843 | 15.1804 | 20.7572 | 0 | 0.22712 | 6.5554
1995-02-06 16:00 | 256.1414 | 282.9155 | 98.4842 | 75.9094 | 61.3254 | 1.8831 | 16.2355 | 20.5653 | 0 | 0.31069 | 19.7841
1995-02-06 17:00 | 259.5783 | 283.0318 | 21.2161 | 78.2888 | 61.3254 | 1.8821 | 24.2253 | 21.1887 | 0 | 0.33945 | 8.4203
1995-02-06 18:00 | 261.1081 | 281.3465 | 0 | 78.5947 | 61.3254 | 1.8818 | 17.2831 | 21.0987 | 0 | 0.33945 | 26.9685
1995-02-06 19:00 | 258.7636 | 279.3978 | 0 | 76.8944 | 61.3254 | 1.8813 | 26.8197 | 20.7469 | 0 | 0.33945 | 15.0308
1995-02-06 20:00 | 264.401 | 280.787 | 0 | 72.0351 | 61.3254 | 1.8827 | 18.2836 | 21.3131 | 0 | 0.33945 | 22.8903
1995-02-06 21:00 | 261.1533 | 276.7667 | 0 | 66.3165 | 61.3254 | 1.8833 | 16.5202 | 20.9188 | 0 | 0.33945 | 14.4165
1995-02-06 22:00 | 260.4627 | 280.234 | 0 | 63.7398 | 61.3254 | 1.8839 | 15.384 | 20.8808 | 0 | 0.33945 | 8.1144
1995-02-06 23:00 | 265.4704 | 276.2196 | 0 | 51.4235 | 61.3254 | 1.8821 | 15.4575 | 20.2258 | 0 | 0.33378 | 4.2343
1995-02-07 | 266.7452 | 269.1541 | 0 | 71.0363 | 61.3254 | 0.13066 | 19.2067 | 19.365 | 0 | 0.33378 | 6.9567
1995-02-07 01:00 | 270.366 | 270.4296 | 0 | 56.2298 | 61.3254 | 1.892 | 19.7415 | 20.7228 | 0 | 0.33378 | 2.5752
1995-02-07 02:00 | 267.4725 | 261.7108 | 0 | 56.4834 | 61.3254 | 0.13066 | 15.812 | 15.1993 | 0 | 0.33378 | 2.488
1995-02-07 03:00 | 276.154 | 267.3572 | 0 | 55.246 | 61.3254 | 0.13066 | 13.9781 | 19.9519 | 0 | 0.33378 | 2.3522
1995-02-07 04:00 | 257.9936 | 262.904 | 0 | 47.8416 | 61.3254 | 1.9018 | 11.9502 | 19.956 | 0 | 0.33378 | 1.2056
1995-02-07 05:00 | 269.9674 | 259.538 | 0.0032072 | 51.7763 | 61.3254 | 1.8978 | 11.5679 | 20.2168 | 0 | 0.33378 | 0.21439
1995-02-07 06:00 | 255.4938 | 263.6941 | 3.7974 | 62.0283 | 61.3254 | 0.13066 | 14.6992 | 14.9993 | 0 | 0.33378 | 0.065
1995-02-07 07:00 | 268.4251 | 273.7717 | 32.2832 | 71.5892 | 61.3254 | 1.8939 | 20.2259 | 21.0641 | 0 | 0.33945 | 5.6414
1995-02-07 08:00 | 268.5224 | 272.2256 | 128.3097 | 56.3271 | 61.3254 | 1.8949 | 11.6358 | 20.8599 | 0 | 0.22021 | 0
1995-02-07 09:00 | 246.8322 | 266.438 | 235.3027 | 45.4031 | 21.0461 | 1.8993 | 10.8117 | 20.8261 | 0 | 0.054844 | 0.07
1995-02-07 10:00 | 236.8705 | 260.9992 | 315.6684 | 48.1018 | 21.7832 | 1.9167 | 10.8216 | 20.665 | 0 | 0.054844 | 0.51534
1995-02-07 11:00 | 230.312 | 262.1786 | 347.7568 | 50.1618 | 11.9154 | 1.9202 | 10.7719 | 21.0098 | 0 | 0.054844 | 0.027518
1995-02-07 12:00 | 230.2236 | 260.094 | 358.1055 | 40.5388 | 11.9154 | 1.9239 | 10.6966 | 20.9953 | 0 | 0.054844 | 0.0893
1995-02-07 13:00 | 246.3781 | 261.2323 | 336.5118 | 45.3701 | 11.9154 | 1.9184 | 10.5762 | 20.9469 | 0 | 0.054844 | 0
1995-02-07 14:00 | 254.9814 | 257.7954 | 279.3007 | 44.8012 | 11.9154 | 0.12458 | 10.5817 | 20.5629 | 0 | 0.054844 | 0.11065
1995-02-07 15:00 | 262.7348 | 263.3391 | 195.0707 | 50.2757 | 11.9154 | 1.9719 | 14.5373 | 21.0269 | 0 | 0.17534 | 0.12415
1995-02-07 16:00 | 268.4957 | 257.0862 | 88.8385 | 50.5503 | 34.2296 | 1.9711 | 18.2792 | 21.0678 | 0 | 0.33945 | 10.6843
1995-02-07 17:00 | 276.2 | 250.1901 | 17.752 | 56.0419 | 44.3755 | 1.9714 | 18.71 | 21.0503 | 0 | 0.33945 | 19.5227
1995-02-07 18:00 | 285.2621 | 240.7739 | 0 | 63 | 41.7569 | 1.971 | 22.631 | 21.0442 | 0 | 0.33945 | 28.4803
1995-02-07 19:00 | 287.7215 | 246.8055 | 0 | 53.4899 | 52.3582 | 1.9717 | 20.5789 | 21.23 | 0 | 0.33945 | 32.5392
1995-02-07 20:00 | 289.3201 | 245.1753 | 0 | 52.2156 | 43.9284 | 1.9347 | 18.3427 | 21.056 | 0 | 0.33945 | 36.968
1995-02-07 21:00 | 285.7733 | 242.9646 | 0 | 65.266 | 43.981 | 1.9354 | 25.4212 | 21.2554 | 0 | 0.33945 | 11.3839
1995-02-07 22:00 | 281.28 | 243.2862 | 0 | 57.5861 | 41.1302 | 1.9368 | 22.9984 | 20.9964 | 0 | 0.33945 | 14.4251
1995-02-07 23:00 | 286.631 | 239.8918 | 0 | 55.0861 | 33.7838 | 1.937 | 18.5555 | 21.0719 | 0 | 0.33378 | 5.7936
1995-02-08 | 292.5821 | 241.9707 | 0 | 54.5884 | 61.3254 | 1.9592 | 52.2177 | 20.9668 | 0 | 0.33378 | 14.6484
1995-02-08 01:00 | 295.015 | 240.7664 | 0 | 50.6823 | 61.3254 | 1.9585 | 49.0883 | 20.9606 | 0 | 0.33378 | 8.2559
1995-02-08 02:00 | 294.686 | 241.5615 | 0 | 52.5357 | 54.5062 | 1.9573 | 48.4193 | 20.9393 | 0 | 0.33378 | 2.7703
1995-02-08 03:00 | 297.4163 | 247.2554 | 0 | 49.6501 | 52.5483 | 1.9546 | 39.642 | 20.926 | 0 | 0.33378 | 3.2788
1995-02-08 04:00 | 300.7751 | 250.2189 | 0 | 34.4881 | 47.9972 | 1.9119 | 35.3487 | 20.9564 | 0 | 0.33378 | 5.0864
1995-02-08 05:00 | 301.6078 | 250.7344 | 0.033303 | 41.5629 | 38.2173 | 1.9076 | 31.1907 | 21.0092 | 0 | 0.2926 | 6.0661
1995-02-08 06:00 | 305.0566 | 241.0637 | 4.1489 | 56.1235 | 33.4951 | 2.1876 | 44.0092 | 21.1408 | 0 | 0.33378 | 1.9008
1995-02-08 07:00 | 304.601 | 229.4263 | 27.5147 | 44.8878 | 61.2129 | 2.186 | 55.65 | 21.3443 | 0 | 0.33945 | 15.7166
1995-02-08 08:00 | 298.5102 | 217.5051 | 91.2844 | 58.6482 | 48.3899 | 2.1867 | 43.935 | 21.4413 | 0 | 0.29708 | 2.8537
1995-02-08 09:00 | 286.8672 | 199.7692 | 170.5956 | 54.7318 | 44.2609 | 2.1888 | 39.2149 | 21.5076 | 0 | 0.19994 | 1.3219
1995-02-08 10:00 | 270.5768 | 173.2912 | 233.81 | 36.1098 | 68.9918 | 2.192 | 38.3653 | 21.3796 | 0 | 0.19994 | 1.0671
1995-02-08 11:00 | 259.3009 | 171.5 | 278.1282 | 34.8433 | 48.2257 | 2.1511 | 39.1006 | 21.3554 | 0 | 0.19994 | 1.2738
1995-02-08 12:00 | 271.3859 | 177.4341 | 274.8725 | 54.2365 | 41.2774 | 2.1546 | 37.8073 | 21.3282 | 0 | 0.19994 | 0.13608
1995-02-08 13:00 | 277.575 | 177.3961 | 244.9493 | 52.2568 | 44.7229 | 2.1551 | 35.6945 | 21.3771 | 0 | 0.19994 | 1.1406
1995-02-08 14:00 | 286.4455 | 172.8302 | 185.6875 | 41.9733 | 75.1431 | 2.1572 | 36.7041 | 21.4804 | 0 | 0.19994 | 1.6416
1995-02-08 15:00 | 295.3263 | 172.4457 | 108.7753 | 48.7317 | 74.5786 | 2.1574 | 46.8019 | 21.4908 | 0 | 0.29708 | 5.2339
1995-02-08 16:00 | 289.2135 | 167.1605 | 42.7968 | 53.0755 | 73.5282 | 2.1568 | 63.0449 | 21.5497 | 0 | 0.53518 | 16.2275
1995-02-08 17:00 | 277.0307 | 161.9987 | 8.2189 | 52.7683 | 70.3634 | 2.1609 | 64.4043 | 21.5733 | 0 | 0.53518 | 20.056
1995-02-08 18:00 | 265.1907 | 158.9565 | 0 | 53.497 | 70.8804 | 2.2013 | 76.0845 | 21.5062 | 0 | 0.53518 | 30.2129
1995-02-08 19:00 | 254.512 | 155.966 | 0 | 67.7807 | 69.6581 | 2.2021 | 76.3552 | 21.4935 | 0 | 0.53518 | 21.5905
1995-02-08 20:00 | 244.9231 | 152.5953 | 0 | 59.8731 | 69.3249 | 2.2263 | 77.3113 | 21.4249 | 0 | 0.53518 | 42.3766
1995-02-08 21:00 | 237.3404 | 151.5921 | 0 | 81.9817 | 67.2122 | 2.2272 | 75.708 | 21.3252 | 0 | 0.53518 | 14.8697
1995-02-08 22:00 | 239.4799 | 154.4031 | 0 | 66.0217 | 68.047 | 2.2065 | 74.1707 | 21.194 | 0 | 0.53518 | 28.2441
1995-02-08 23:00 | 231.0945 | 160.153 | 0 | 70.5808 | 68.1422 | 2.2291 | 71.5062 | 21.0713 | 0 | 0.5295 | 4.7032
1995-02-09 | 225.1388 | 162.4558 | 0 | 72.8022 | 72.7121 | 2.3805 | 72.993 | 20.9596 | 0 | 1.0295 | 20.3876
1995-02-09 01:00 | 221.939 | 163.8167 | 0 | 71.5683 | 74.7552 | 2.4023 | 71.2773 | 20.8991 | 0 | 1.0295 | 8.5632
1995-02-09 02:00 | 221.6406 | 166.3502 | 0 | 68.203 | 72.0862 | 2.4015 | 70.7571 | 20.8787 | 0 | 0.98832 | 1.96
1995-02-09 03:00 | 219.7652 | 174.6042 | 0 | 58.6724 | 75.7452 | 2.3993 | 70.13 | 20.9354 | 0 | 0.98832 | 0.16471
1995-02-09 04:00 | 220.9994 | 179.2259 | 0 | 52.0666 | 73.2156 | 2.396 | 64.3512 | 20.93 | 0 | 0.98832 | 1.7765
1995-02-09 05:00 | 219.0943 | 180.4399 | 0.050093 | 49.1867 | 73.2586 | 2.3922 | 63.9165 | 20.9703 | 0 | 0.98832 | 2.839
1995-02-09 06:00 | 216.6397 | 180.8019 | 3.4566 | 60.0273 | 70.2943 | 2.3899 | 55.3368 | 21.2166 | 0 | 0.98832 | 5.7653
1995-02-09 07:00 | 214.0231 | 182.6527 | 23.1879 | 75.9142 | 72.6663 | 2.3885 | 70.0952 | 21.3585 | 0 | 1.0224 | 14.6894
1995-02-09 08:00 | 208.2621 | 182.1698 | 88.3769 | 74.1685 | 71.4993 | 2.2136 | 67.4196 | 21.3994 | 0 | 0.99308 | 9.903
1995-02-09 09:00 | 201.7069 | 181.8903 | 173.6994 | 52.825 | 68.4197 | 2.2156 | 57.1677 | 21.3875 | 0 | 0.99308 | 0.31977
1995-02-09 10:00 | 203.3647 | 190.9025 | 244.8907 | 40.045 | 65.8692 | 2.2185 | 41.4911 | 21.2793 | 0 | 0.47924 | 0.37539
1995-02-09 11:00 | 191.099 | 193.5439 | 293.2682 | 35.8875 | 66.981 | 2.2268 | 37.3282 | 21.2366 | 0 | 0.46474 | 0
1995-02-09 12:00 | 194.0966 | 195.7749 | 304.1182 | 25.8986 | 66.981 | 2.2298 | 35.5055 | 21.1909 | 0 | 0.46474 | 0
1995-02-09 13:00 | 200.5995 | 194.1401 | 285.9585 | 19.3491 | 66.981 | 2.2079 | 36.4827 | 21.2566 | 0 | 0.46474 | 0.13385
1995-02-09 14:00 | 209.2348 | 186.331 | 240.8587 | 25.0811 | 66.981 | 2.2095 | 50.3123 | 21.3287 | 0 | 0.46474 | 0.24564
1995-02-09 15:00 | 213.9349 | 186.7333 | 159.5867 | 45.0278 | 69.4452 | 2.2093 | 66.2711 | 21.3637 | 0 | 0.49308 | 0.62496
1995-02-09 16:00 | 215.2632 | 186.0996 | 70.544 | 59.8805 | 68.0953 | 2.3815 | 72.7445 | 21.4368 | 0 | 0.49308 | 22.2309
1995-02-09 17:00 | 213.7916 | 186.4552 | 12.0167 | 74.9323 | 66.6228 | 2.316 | 74.3318 | 21.4329 | 0 | 0.99308 | 22.2746
1995-02-09 18:00 | 213.3285 | 190.2912 | 0 | 88.2513 | 68.7696 | 2.3843 | 72.9825 | 21.4443 | 0 | 0.99308 | 24.865
1995-02-09 19:00 | 211.2933 | 192.6192 | 0 | 82.3928 | 67.4055 | 2.3511 | 74.4281 | 21.4529 | 0 | 0.99308 | 21.9358
1995-02-09 20:00 | 208.4697 | 190.453 | 0 | 83.3759 | 68.8176 | 2.3437 | 73.3624 | 21.4752 | 0 | 0.99308 | 34.37
1995-02-09 21:00 | 206.0863 | 188.0855 | 0 | 82.1136 | 65.8275 | 2.3526 | 71.8174 | 21.3559 | 0 | 0.99308 | 46.3551
1995-02-09 22:00 | 203.4248 | 187.7632 | 0 | 87.4157 | 66.8328 | 2.3757 | 63.6391 | 20.9433 | 0 | 0.99308 | 30.323
1995-02-09 23:00 | 194.3044 | 189.6326 | 0 | 76.2795 | 67.3784 | 2.3757 | 61.2653 | 19.353 | 0 | 0.98832 | 19.4668
1995-02-10 | 190.0336 | 189.0017 | 0 | 84.6779 | 66.7621 | 1.9083 | 17.8596 | 20.6782 | 0 | 0.26676 | 11.1489
1995-02-10 01:00 | 189.2874 | 190.5693 | 0 | 73.9635 | 69.4444 | 1.9074 | 19.3397 | 20.6785 | 0 | 0.26676 | 4.6824
1995-02-10 02:00 | 190.4503 | 191.3967 | 0 | 82.0139 | 67.4145 | 1.906 | 17.5904 | 20.58 | 0 | 0.26676 | 0.82485
1995-02-10 03:00 | 188.1768 | 190.9596 | 0 | 74.8317 | 69.3488 | 1.903 | 17.7035 | 20.5618 | 0 | 0.26676 | 0.18975
1995-02-10 04:00 | 184.7887 | 192.2762 | 0 | 56.2421 | 66.5294 | 1.899 | 17.6941 | 20.6572 | 0 | 0.26676 | 4.267
1995-02-10 05:00 | 185.6617 | 189.7757 | 0.048374 | 46.7759 | 65.9622 | 1.8946 | 17.5479 | 20.4957 | 0 | 0.26703 | 0.88173
1995-02-10 06:00 | 184.6246 | 188.2136 | 2.5823 | 69.1078 | 45.4204 | 1.8916 | 17.8207 | 20.9232 | 0 | 0.27875 | 2.1701
1995-02-10 07:00 | 186.2179 | 187.1688 | 29.7458 | 48.1892 | 68.079 | 1.8897 | 18.4292 | 21.144 | 0 | 0.33945 | 3.7299
1995-02-10 08:00 | 184.1138 | 187.1225 | 117.3862 | 36.913 | 63.5747 | 1.89 | 17.7007 | 21.1534 | 0 | 0.13324 | 0
1995-02-10 09:00 | 177.395 | 188.7469 | 215.4849 | 39.7348 | 35.4403 | 1.8917 | 16.6593 | 21.1436 | 0 | 0.13324 | 0
1995-02-10 10:00 | 169.9224 | 186.6106 | 276.473 | 39.8999 | 26.4565 | 1.8947 | 16.4013 | 21.0975 | 0 | 0.13324 | 0
1995-02-10 11:00 | 163.0082 | 182.9899 | 314.9095 | 33.2584 | 17.571 | 1.8977 | 16.2894 | 21.0519 | 0 | 0.13324 | 0
1995-02-10 12:00 | 162.6428 | 180.262 | 318.709 | 24.2188 | 19.5327 | 1.9008 | 16.2193 | 21.0405 | 0 | 0.13324 | 0
1995-02-10 13:00 | 167.2057 | 175.7547 | 283.0218 | 44.6411 | 18.1433 | 1.9009 | 16.1651 | 21.0424 | 0 | 0.13324 | 0
1995-02-10 14:00 | 170.2777 | 172.4075 | 222.982 | 34.8077 | 38.0324 | 1.9028 | 17.8247 | 21.1024 | 0 | 0.13324 | 0.17779
1995-02-10 15:00 | 179.9477 | 172.7827 | 134.041 | 41.8609 | 51.1381 | 1.9026 | 24.0513 | 21.1428 | 0 | 0.19854 | 16.4627
1995-02-10 16:00 | 189.9119 | 174.3287 | 48.2576 | 63.4296 | 55.7839 | 1.9015 | 31.084 | 21.1921 | 0 | 0.33945 | 29.5034
1995-02-10 17:00 | 201.3012 | 172.6284 | 10.0456 | 57.8728 | 60.2129 | 1.9297 | 31.5213 | 21.1997 | 0 | 0.33945 | 30.8027
1995-02-10 18:00 | 214.4767 | 170.4796 | 0 | 60.5624 | 72.6996 | 1.9059 | 33.756 | 21.2112 | 0 | 0.33945 | 18.0889
1995-02-10 19:00 | 220.4004 | 164.7773 | 0 | 74.607 | 50.0906 | 1.9066 | 31.5823 | 21.2182 | 0 | 0.33945 | 25.5356
1995-02-10 20:00 | 221.0491 | 156.5894 | 0 | 69.5409 | 69.0822 | 1.9027 | 36.9333 | 21.1896 | 0 | 0.33945 | 20.7595
1995-02-10 21:00 | 219.0476 | 142.9082 | 0 | 62.9647 | 78.8574 | 1.9033 | 35.922 | 21.0526 | 0 | 0.33945 | 38.317
1995-02-10 22:00 | 221.7513 | 139.3782 | 0 | 70.148 | 78.7651 | 1.9044 | 33.8176 | 20.7961 | 0 | 0.33945 | 9.9214
1995-02-10 23:00 | 219.9092 | 137.9596 | 0 | 67.6745 | 67.9002 | 1.9044 | 40.1702 | 20.5888 | 0 | 0.34063 | 2.5796
1995-02-11 | 221.6756 | 142.1326 | 0 | 65.3939 | 68.7281 | 1.8256 | 28.4159 | 20.1717 | 0 | 0.32028 | 6.2638
1995-02-11 01:00 | 221.888 | 141.1655 | 0 | 70.6668 | 55.2974 | 1.8248 | 28.2486 | 20.1034 | 0 | 0.32028 | 9.6942
1995-02-11 02:00 | 221.5053 | 150.0811 | 0 | 64.9582 | 64.725 | 1.8234 | 25.6152 | 20.0596 | 0 | 0.32028 | 7.7207
1995-02-11 03:00 | 220.0778 | 158.4892 | 0 | 60.8661 | 38.024 | 1.8206 | 23.8861 | 20.0434 | 0 | 0.32028 | 2.3333
1995-02-11 04:00 | 218.8797 | 150.2485 | 0 | 50.2604 | 27.9188 | 1.8166 | 25.0539 | 20.0335 | 0 | 0.2791 | 1.1989
1995-02-11 05:00 | 215.0004 | 148.8223 | 0.081263 | 44.41 | 25.0381 | 1.8121 | 20.3912 | 20.0225 | 0 | 0.22038 | 2.2052
1995-02-11 06:00 | 217.6325 | 146.7517 | 2.6137 | 40.7156 | 22.1473 | 1.8092 | 22.135 | 20.2441 | 0 | 0.2791 | 0.55437
1995-02-11 07:00 | 220.0999 | 149.2088 | 24.4344 | 50.9333 | 21.0163 | 1.8074 | 20.3749 | 20.5511 | 0 | 0.27224 | 4.606
1995-02-11 08:00 | 211.7781 | 153.261 | 97.5913 | 39.9678 | 20.2113 | 1.849 | 12.4235 | 20.5238 | 0 | 0.24363 | 0.30001
1995-02-11 09:00 | 199.3625 | 162.8293 | 179.0895 | 27.5478 | 18.9551 | 1.8509 | 7.874 | 19.7494 | 0 | 0.19723 | 0.21591
1995-02-11 10:00 | 185.8797 | 177.9688 | 238.8526 | 26.0162 | 20.9672 | 1.8541 | 8.6482 | 20.5434 | 0 | 0.19723 | 0.13385
1995-02-11 11:00 | 173.0603 | 187.4639 | 281.8342 | 24.2467 | 23.2152 | 1.8574 | 6.5656 | 20.2596 | 0 | 0.19723 | 0.16629
1995-02-11 12:00 | 197.0293 | 191.2944 | 260.7382 | 27.0951 | 24.1788 | 1.8606 | 7.7863 | 19.0754 | 0 | 0.19723 | 2.4493
1995-02-11 13:00 | 187.72 | 202.3915 | 235.9259 | 15.625 | 25.9747 | 1.861 | 9.0727 | 20.1553 | 0 | 0.19723 | 0.36147
1995-02-11 14:00 | 198.8539 | 195.115 | 191.1753 | 21.311 | 24.8478 | 1.863 | 6.9662 | 19.2071 | 0 | 0.19723 | 2.452
1995-02-11 15:00 | 220.5463 | 223.3691 | 127.2079 | 34.1358 | 27.122 | 1.8631 | 11.4882 | 19.5534 | 0 | 0.19723 | 9.8168
1995-02-11 16:00 | 248.4938 | 233.0204 | 64.0148 | 39.1722 | 28.8551 | 1.8624 | 21.0636 | 20.3917 | 0 | 0.27224 | 4.832
1995-02-11 17:00 | 251.6359 | 231.9446 | 17.9814 | 44.6115 | 27.6612 | 1.8627 | 17.6087 | 20.2242 | 0 | 0.27224 | 3.9874
1995-02-11 18:00 | 257.6387 | 230.2631 | 0 | 38.5762 | 26.1843 | 1.8624 | 18.2038 | 20.2945 | 0 | 0.31342 | 11.6462
1995-02-11 19:00 | 266.1044 | 226.5836 | 0 | 47.9626 | 26.2976 | 1.8633 | 18.2802 | 20.3162 | 0 | 0.31342 | 8.0151
1995-02-11 20:00 | 276.0993 | 231.4095 | 0 | 41.2957 | 26.8547 | 1.8653 | 17.5825 | 20.5388 | 0 | 0.31342 | 8.9674
1995-02-11 21:00 | 264.0882 | 224.9918 | 0 | 38.3501 | 22.5479 | 1.8664 | 17.9882 | 20.1933 | 0 | 0.31342 | 5.6883
1995-02-11 22:00 | 264.5814 | 229.4839 | 0 | 33.4665 | 21.1642 | 1.8681 | 17.3289 | 20.3185 | 0 | 0.31342 | 1.0763
1995-02-11 23:00 | 265.4871 | 235.2837 | 0 | 31.4616 | 18.9551 | 1.8687 | 16.8044 | 19.9675 | 0 | 0.2926 | 1.1842
1995-02-12 | 283.0557 | 250.6874 | 0 | 57.3411 | 19.3374 | 1.8657 | 31.7753 | 20.2136 | 0 | 0.33378 | 14.5864
1995-02-12 01:00 | 280.6405 | 257.4814 | 0 | 33.1671 | 18.9551 | 1.8665 | 25.5146 | 20.174 | 0 | 0.33378 | 4.0723
1995-02-12 02:00 | 282.2033 | 254.2448 | 0 | 53.9727 | 18.9551 | 1.8669 | 20.9532 | 20.0376 | 0 | 0.2926 | 0.16359
1995-02-12 03:00 | 274.3622 | 253.8862 | 0 | 36.4294 | 18.9551 | 1.866 | 30.5779 | 20.0158 | 0 | 0.2926 | 2.149
1995-02-12 04:00 | 269.5666 | 257.5757 | 0 | 54.8345 | 18.9551 | 1.8642 | 19.4665 | 19.7682 | 0 | 0.2926 | 1.7651
1995-02-12 05:00 | 261.3533 | 256.1363 | 0.084009 | 57.811 | 18.9551 | 1.8626 | 19.7363 | 19.825 | 0 | 0.31769 | 8.2272
1995-02-12 06:00 | 260.9197 | 267.0092 | 3.7184 | 57.7118 | 55.7736 | 1.8624 | 32.252 | 20.374 | 0 | 0.33378 | 21.5327
1995-02-12 07:00 | 253.7528 | 268.0678 | 26.747 | 37.1611 | 50.118 | 1.8666 | 27.9856 | 20.5995 | 0 | 0.29736 | 20.1689
1995-02-12 08:00 | 242.6929 | 265.0836 | 98.5231 | 50.3268 | 29.0164 | 1.8665 | 27.3651 | 20.4522 | 0 | 0.29736 | 15.4163
1995-02-12 09:00 | 244.0046 | 272.4147 | 190.2348 | 35.7142 | 31.8892 | 1.8696 | 28.9313 | 20.5989 | 0 | 0.29736 | 2.3404
1995-02-12 10:00 | 248.9818 | 274.4744 | 263.0934 | 39.8036 | 18.9551 | 1.8734 | 28.5644 | 20.5928 | 0 | 0.29736 | 7.8154
1995-02-12 11:00 | 255.4756 | 266.4812 | 280.1882 | 19.1998 | 18.9551 | 1.8784 | 28.3078 | 20.3145 | 0 | 0.29708 | 5.3037
1995-02-12 12:00 | 259.6157 | 268.7243 | 286.5144 | 38.167 | 18.889 | 1.8814 | 14.2622 | 20.3209 | 0 | 0.29708 | 0.18127
1995-02-12 13:00 | 261.2173 | 263.5844 | 275.5297 | 26.477 | 18.7862 | 1.9012 | 28.707 | 20.3071 | 0 | 0.29708 | 0.34717
1995-02-12 14:00 | 265.7305 | 279.0948 | 241.1872 | 33.8624 | 18.0009 | 1.9021 | 28.9177 | 20.5524 | 0 | 0.29708 | 0.13385
1995-02-12 15:00 | 256.4179 | 275.2088 | 143.3985 | 49.364 | 16.1383 | 1.9016 | 20.8646 | 20.4109 | 0 | 0.29736 | 5.9229
1995-02-12 16:00 | 247.1784 | 283.5306 | 56.7039 | 43.9298 | 41.8491 | 1.901 | 38.7986 | 20.6385 | 0 | 0.38945 | 10.4171
1995-02-12 17:00 | 246.561 | 283.658 | 5.4092 | 58.0261 | 52.1684 | 1.9008 | 40.8397 | 20.6579 | 0 | 0.38945 | 23.3717
1995-02-12 18:00 | 246.8258 | 284.9063 | 0 | 47.7423 | 59.9257 | 1.9 | 39.1646 | 20.4454 | 0 | 0.38945 | 24.6909
1995-02-12 19:00 | 254.1108 | 289.4661 | 0 | 57.6282 | 35.7177 | 1.9001 | 38.5737 | 20.6483 | 0 | 0.38945 | 35.1859
1995-02-12 20:00 | 259.7041 | 291.0456 | 0 | 43.081 | 46.8731 | 1.8921 | 38.5568 | 20.6361 | 0 | 0.38945 | 26.8567
1995-02-12 21:00 | 259.6589 | 288.1604 | 0 | 53.3773 | 34.643 | 1.8926 | 41.251 | 20.5674 | 0 | 0.38945 | 13.6642
1995-02-12 22:00 | 259.176 | 284.367 | 0 | 51.2615 | 45.4973 | 1.8947 | 38.9083 | 20.1668 | 0 | 0.38945 | 5.4493
1995-02-12 23:00 | 255.7302 | 283.4 | 0 | 65.5713 | 21.2895 | 1.896 | 30.6384 | 20.1915 | 0 | 0.33378 | 5.3885
1995-02-13 | 259.124 | 284.549 | 0 | 57.6536 | 23.4355 | 1.895 | 26.7327 | 20.0686 | 0 | 0.33378 | 21.5622
1995-02-13 01:00 | 249.1669 | 283.3964 | 0 | 48.6124 | 25.4438 | 1.8952 | 36.0536 | 19.9387 | 0 | 0.33378 | 6.7248
1995-02-13 02:00 | 257.3247 | 280.8987 | 0 | 37.2162 | 39.8088 | 1.8958 | 35.2541 | 19.8855 | 0 | 0.33378 | 0.1349
1995-02-13 03:00 | 258.9381 | 282.428 | 0 | 47.3948 | 14.0211 | 1.8951 | 29.3286 | 19.9117 | 0 | 0.33378 | 6.6288
1995-02-13 04:00 | 260.1885 | 287.5031 | 0 | 39.1232 | 15.3228 | 1.8938 | 35.3786 | 19.8377 | 0 | 0.33378 | 8.4857
1995-02-13 05:00 | 265.9406 | 288.6119 | 0.10784 | 46.4453 | 16.2095 | 1.8924 | 36.8529 | 19.869 | 0 | 0.33378 | 6.3995
1995-02-13 06:00 | 275.6159 | 287.138 | 3.9983 | 40.3226 | 37.4119 | 1.8926 | 29.7348 | 20.0444 | 0 | 0.33378 | 13.6842
1995-02-13 07:00 | 279.9552 | 285.2024 | 37.3132 | 46.2136 | 18.9551 | 1.8936 | 33.2959 | 20.1287 | 0 | 0.32541 | 29.2034
1995-02-13 08:00 | 278.118 | 283.3922 | 108.7937 | 40.7739 | 18.9551 | 1.905 | 29.2724 | 20.2979 | 0 | 0.29736 | 9.5078
1995-02-13 09:00 | 271.8822 | 282.8822 | 193.6759 | 35.7845 | 18.9551 | 1.8975 | 22.8024 | 20.3096 | 0 | 0.29736 | 0.87528
1995-02-13 10:00 | 262.7794 | 281.8791 | 251.3864 | 36.1034 | 18.9551 | 1.8992 | 28.3508 | 19.7315 | 0 | 0.29736 | 3.6165
1995-02-13 11:00 | 248.2308 | 281.2504 | 290.891 | 38.1576 | 18.9551 | 1.9017 | 28.6142 | 20.156 | 0 | 0.29736 | 1.8812
1995-02-13 12:00 | 220.7244 | 280.1059 | 305.3982 | 28.3137 | 40.8041 | 1.9039 | 29.2183 | 20.0146 | 0 | 0.29736 | 18.6427
1995-02-13 13:00 | 226.2073 | 276.2285 | 278.6948 | 44.0927 | 18.9551 | 1.9048 | 29.1306 | 20.034 | 0 | 0.29736 | 0.13385
1995-02-13 14:00 | 242.9379 | 267.6546 | 218.3267 | 39.8019 | 18.9551 | 1.9056 | 28.3808 | 19.9971 | 0 | 0.29708 | 0.23729
1995-02-13 15:00 | 274.7949 | 264.1443 | 126.5372 | 30.1025 | 18.9551 | 1.905 | 31.8363 | 20.1163 | 0 | 0.29736 | 8.4476
1995-02-13 16:00 | 285.0339 | 270.6088 | 52.1941 | 52.554 | 18.9551 | 1.9137 | 38.8677 | 20.1869 | 0 | 0.33945 | 19.373
1995-02-13 17:00 | 295.154 | 271.0465 | 16.9782 | 49.7546 | 18.9551 | 1.9043 | 38.9878 | 20.3771 | 0 | 0.33945 | 25.8727
1995-02-13 18:00 | 298.2684 | 270.5989 | 0 | 62.684 | 18.9551 | 1.9044 | 37.7409 | 20.3785 | 0 | 0.33945 | 22.1107
1995-02-13 19:00 | 300.1576 | 270.663 | 0 | 54.6448 | 18.9551 | 1.9044 | 37.547 | 20.396 | 0 | 0.33945 | 18.7272
1995-02-13 20:00 | 303.4737 | 271.5863 | 0 | 57.1456 | 18.9551 | 1.9058 | 36.169 | 20.3518 | 0 | 0.33945 | 19.5933
1995-02-13 21:00 | 300.9219 | 272.9686 | 0 | 47.7189 | 18.9551 | 1.9066 | 33.813 | 20.203 | 0 | 0.33918 | 14.3225
1995-02-13 22:00 | 308.2303 | 270.0078 | 0 | 45.731 | 18.9551 | 1.9059 | 34.3368 | 20.1253 | 0 | 0.33918 | 1.3361
1995-02-13 23:00 | 311.1063 | 269.3087 | 0 | 52.3878 | 18.9551 | 1.9153 | 28.0631 | 20.16 | 0 | 0.3335 | 13.9723
1995-02-14 | 299.7661 | 265.5891 | 0 | 41.2452 | 11.9154 | 1.985 | 18.0753 | 19.6827 | 0 | 0.3335 | 0.19048
1995-02-14 01:00 | 300.8537 | 267.1431 | 0 | 38.3626 | 11.9154 | 1.9848 | 16.5896 | 19.8004 | 0 | 0.29232 | 0.60345
1995-02-14 02:00 | 304.0304 | 263.5492 | 0 | 32.9224 | 11.9154 | 1.9846 | 14.6901 | 19.8476 | 0 | 0.29232 | 1.0762
1995-02-14 03:00 | 303.7312 | 258.5704 | 0 | 33.8585 | 12.6077 | 1.9836 | 16.3194 | 19.7512 | 0 | 0.29232 | 0.91678
1995-02-14 04:00 | 303.173 | 248.4815 | 0 | 27.4186 | 13.1725 | 1.9549 | 15.4951 | 19.7133 | 0 | 0.29232 | 8.0633
1995-02-14 05:00 | 300.1558 | 245.7808 | 0.096495 | 27.9871 | 14.658 | 1.8859 | 15.5797 | 19.7884 | 0 | 0.19678 | 2.8808
1995-02-14 06:00 | 294.4918 | 249.9228 | 4.5146 | 37.0439 | 15.9013 | 1.8739 | 13.2435 | 19.7931 | 0 | 0.29232 | 3.7676
1995-02-14 07:00 | 297.5001 | 250.4779 | 23.3942 | 38.3319 | 19.1637 | 1.8749 | 25.1905 | 19.9174 | 0 | 0.29708 | 26.4636
1995-02-14 08:00 | 290.3758 | 249.2714 | 85.1516 | 41.1537 | 16.3255 | 1.8761 | 21.0902 | 19.7144 | 0 | 0.29708 | 14.5531
1995-02-14 09:00 | 277.5256 | 251.7948 | 157.3835 | 35.8216 | 17.085 | 1.8781 | 8.8587 | 19.6644 | 0 | 0.29708 | 7.253
1995-02-14 10:00 | 248.5782 | 266.1499 | 237.1063 | 23.5733 | 19.362 | 1.881 | 8.5277 | 19.893 | 0 | 0.19994 | 0.26279
1995-02-14 11:00 | 243.126 | 268.1372 | 278.2301 | 23.4481 | 20.1441 | 1.8878 | 7.2098 | 18.2613 | 0 | 0.19994 | 2.6825
1995-02-14 12:00 | 260.5325 | 272.1646 | 262.1582 | 27.0454 | 20.1441 | 1.8906 | 7.1291 | 18.2782 | 0 | 0.19994 | 2.0432
1995-02-14 13:00 | 235.617 | 268.9627 | 256.1984 | 28.9706 | 17.7636 | 1.8913 | 7.5056 | 18.751 | 0 | 0.19994 | 0.78402
1995-02-14 14:00 | 261.9118 | 264.6602 | 203.9583 | 33.4096 | 19.2874 | 1.8891 | 8.1457 | 18.728 | 0 | 0.19994 | 0.94868
1995-02-14 15:00 | 274.8728 | 276.6625 | 149.404 | 32.8386 | 18.3763 | 1.8894 | 14.5763 | 19.6667 | 0 | 0.19994 | 10.0095
1995-02-14 16:00 | 272.0045 | 279.4755 | 62.4648 | 38.1304 | 16.4179 | 1.8891 | 16.4665 | 19.7295 | 0 | 0.29708 | 36.419
1995-02-14 17:00 | 274.564 | 274.9592 | 10.0548 | 39.5128 | 11.9154 | 1.8767 | 20.5666 | 18.9219 | 0 | 0.29708 | 35.3702
1995-02-14 18:00 | 282.2309 | 283.995 | 0 | 52.0714 | 11.9154 | 1.8766 | 17.3184 | 20.165 | 0 | 0.29708 | 26.2285
1995-02-14 19:00 | 291.9753 | 290.3905 | 0 | 44.2083 | 11.9154 | 1.8773 | 24.0825 | 20.168 | 0 | 0.29708 | 33.2089
1995-02-14 20:00 | 303.4954 | 293.0009 | 0 | 46.2309 | 11.9154 | 1.8788 | 25.1241 | 19.9351 | 0 | 0.29708 | 13.9749
1995-02-14 21:00 | 304.5415 | 283.9324 | 0 | 43.4363 | 11.9154 | 1.8796 | 22.0525 | 19.9238 | 0 | 0.29708 | 21.5522
1995-02-14 22:00 | 320.4861 | 288.6119 | 0 | 42.0117 | 11.9154 | 1.8808 | 17.4649 | 19.6565 | 0 | 0.29708 | 20.0604
1995-02-14 23:00 | 310.5162 | 287.9264 | 0 | 43.2983 | 11.9154 | 1.8811 | 15.2605 | 19.4376 | 0 | 0.29232 | 6.7946
1995-02-15 | 300.7519 | 278.923 | 0 | 44.3525 | 11.9154 | 0.085582 | 14.9488 | 19.0449 | 0 | 0.29232 | 10.7282
1995-02-15 01:00 | 301.4501 | 271.4143 | 0 | 31.2286 | 11.9154 | 1.9007 | 15.829 | 18.8404 | 0 | 0.29232 | 13.3103
1995-02-15 02:00 | 282.2802 | 261.3395 | 0 | 45.6772 | 14.0569 | 0.085582 | 16.4726 | 12.7876 | 0 | 0.29232 | 4.2601
1995-02-15 03:00 | 288.6604 | 266.6225 | 0 | 32.1473 | 12.4126 | 0.12309 | 14.7877 | 13.0043 | 0 | 0.29232 | 4.6373
1995-02-15 04:00 | 289.8332 | 275.0375 | 0 | 28.075 | 14.5912 | 0.085582 | 14.2681 | 12.0093 | 0 | 0.29232 | 1.6612
1995-02-15 05:00 | 282.993 | 262.2764 | 0.11554 | 28.8857 | 12.0878 | 0.13066 | 14.7149 | 13.6292 | 0 | 0.26398 | 2.0541
1995-02-15 06:00 | 288.9144 | 265.7436 | 1.7695 | 39.2948 | 11.9154 | 0.13066 | 14.7941 | 11.3707 | 0 | 0.26398 | 17.3015
1995-02-15 07:00 | 303.4617 | 277.1311 | 34.2207 | 41.6314 | 11.9154 | 0.13066 | 15.7185 | 18.2244 | 0 | 0.26874 | 13.3382
1995-02-15 08:00 | 311.6632 | 276.3275 | 102.7242 | 30.7034 | 11.9154 | 1.8149 | 12.7361 | 17.1475 | 0 | 0.12883 | 3.9133
1995-02-15 09:00 | 269.0999 | 285.1811 | 165.951 | 34.7672 | 11.9154 | 1.8163 | 11.0131 | 17.3523 | 0 | 0.015234 | 18.8239
1995-02-15 10:00 | 289.1032 | 285.4893 | 217.5231 | 31.861 | 11.9154 | 1.8185 | 11.0261 | 17.2793 | 0 | 0.015234 | 0
1995-02-15 11:00 | 284.1315 | 269.5931 | 252.5479 | 13.9843 | 11.9154 | 0.052253 | 11.1598 | 17.2326 | 0 | 0.015234 | 0.61036
1995-02-15 12:00 | 262.8888 | 267.1629 | 261.5421 | 31.8079 | 11.9154 | 1.7821 | 11.1147 | 11.2706 | 0 | 0.015234 | 0.17856
1995-02-15 13:00 | 281.3509 | 263.8332 | 249.563 | 19.2555 | 11.9154 | 0.011253 | 11.3695 | 17.4585 | 0 | 0.015234 | 0.78866
1995-02-15 14:00 | 305.4353 | 270.045 | 203.0888 | 19.8965 | 11.9154 | 0.011253 | 9.3552 | 14.101 | 0 | 0.015234 | 1.5858
1995-02-15 15:00 | 300.0881 | 271.9202 | 135.2428 | 29.8204 | 11.9154 | 0.044582 | 14.8771 | 12.1453 | 0 | 0.19994 | 3.1606
1995-02-15 16:00 | 318.4781 | 289.9593 | 63.9259 | 38.6717 | 11.9154 | 1.817 | 18.7103 | 18.9366 | 0 | 0.29736 | 10.2216
1995-02-15 17:00 | 302.2792 | 282.5172 | 19.9827 | 34.5991 | 11.9154 | 0.044582 | 19.4611 | 10.8088 | 0 | 0.30078 | 22.4749
1995-02-15 18:00 | 309.4964 | 288.4957 | 0 | 48.7544 | 11.9154 | 1.8172 | 22.9617 | 13.7756 | 0 | 0.33945 | 22.1438
1995-02-15 19:00 | 313.0634 | 283.1812 | 0 | 51.2559 | 11.9154 | 0.044582 | 25.0727 | 17.6604 | 0 | 0.33945 | 18.7895
1995-02-15 20:00 | 311.2342 | 289.2839 | 0 | 50.16 | 11.9154 | 1.7785 | 27.4029 | 19.4275 | 0 | 0.33945 | 18.4643
1995-02-15 21:00 | 301.5909 | 271.9598 | 0 | 64.4017 | 11.9154 | 0.044582 | 27.8833 | 11.6822 | 0 | 0.33945 | 5.4039
1995-02-15 22:00 | 292.109 | 277.0343 | 0 | 53.0138 | 11.9154 | 0.044582 | 27.0464 | 12.3646 | 0 | 0.33945 | 6.121
1995-02-15 23:00 | 301.143 | 273.5528 | 0 | 43.5226 | 11.9154 | 0.044582 | 19.9603 | 10.8463 | 0 | 0.33378 | 8.1293
1995-02-16 | 300.8562 | 281.3252 | 0 | 50.8261 | 11.9154 | 1.7378 | 26.739 | 18.8926 | 0 | 0.33378 | 11.8206
1995-02-16 01:00 | 299.4712 | 270.5003 | 0 | 43.2256 | 11.9154 | 0.011253 | 19.7218 | 13.0576 | 0 | 0.33378 | 8.9031
1995-02-16 02:00 | 276.3576 | 277.7422 | 0 | 43.2662 | 11.9154 | 0.011253 | 19.4731 | 18.8654 | 0 | 0.33378 | 7.4943
1995-02-16 03:00 | 282.124 | 269.0033 | 0 | 38.6288 | 11.9154 | 0.011253 | 17.349 | 12.8102 | 0 | 0.3335 | 4.3631
1995-02-16 04:00 | 269.5658 | 270.5644 | 0 | 35.3048 | 11.9154 | 0.56393 | 15.4641 | 13.0338 | 0 | 0.3335 | 3.3322
1995-02-16 05:00 | 264.495 | 268.5851 | 0.10281 | 32.0054 | 11.9154 | 0.011253 | 15.4895 | 11.1499 | 0 | 0.23796 | 8.7119
1995-02-16 06:00 | 262.9714 | 275.8411 | 3.2124 | 36.8602 | 11.9154 | 0.011253 | 15.4081 | 13.2347 | 0 | 0.3335 | 13.0109
1995-02-16 07:00 | 289.8185 | 285.7956 | 22.5701 | 51.8339 | 11.9154 | 1.7078 | 21.222 | 17.322 | 0 | 0.33918 | 26.3517
1995-02-16 08:00 | 280.909 | 277.4094 | 96.5732 | 35.8549 | 11.9154 | 0.011253 | 15.6766 | 17.9488 | 0 | 0.29708 | 19.4679
1995-02-16 09:00 | 260.5251 | 282.4646 | 185.3704 | 29.3957 | 11.9154 | 0.011253 | 9.7042 | 18.9804 | 0 | 0.26874 | 0.58756
1995-02-16 10:00 | 228.8411 | 271.8732 | 266.3992 | 24.319 | 11.9154 | 1.7118 | 8.4973 | 19.2028 | 0 | 0.26874 | 6.9745
1995-02-16 11:00 | 224.4575 | 284.0925 | 269.8589 | 36.2971 | 11.9154 | 0.011253 | 7.9723 | 19.4693 | 0 | 0.19994 | 1.8374
1995-02-16 12:00 | 232.5839 | 271.4298 | 312.8531 | 20.7784 | 11.9154 | 0.052253 | 7.9134 | 13.3454 | 0 | 0.19994 | 0.53724
1995-02-16 13:00 | 232.0539 | 279.4821 | 277.8864 | 26.0697 | 11.9154 | 0.052253 | 8.9409 | 18.9585 | 0 | 0.19994 | 0.47718
1995-02-16 14:00 | 227.5833 | 285.1758 | 251.9017 | 35.6094 | 11.9154 | 0.052253 | 12.0696 | 19.5924 | 0 | 0.19994 | 1.3602
1995-02-16 15:00 | 284.552 | 288.9158 | 188.6843 | 24.029 | 11.9154 | 0.052253 | 14.9581 | 13.8455 | 0 | 0.19994 | 1.8597
1995-02-16 16:00 | 291.7875 | 296.1771 | 106.6398 | 42.0033 | 11.9154 | 1.7581 | 18.0208 | 19.599 | 0 | 0.19994 | 6.5964
1995-02-16 17:00 | 312.2369 | 296.1285 | 25.7435 | 38.8375 | 11.9154 | 1.7583 | 17.8395 | 19.1792 | 0 | 0.26874 | 8.2677
1995-02-16 18:00 | 315.2797 | 292.4233 | 0 | 48.0533 | 11.9154 | 0.052253 | 18.3918 | 19.7633 | 0 | 0.26874 | 24.4418
1995-02-16 19:00 | 312.6882 | 299.8431 | 0 | 42.6343 | 11.9154 | 1.7475 | 18.7191 | 19.377 | 0 | 0.26874 | 24.5483
1995-02-16 20:00 | 323.0881 | 294.1173 | 0 | 43.5755 | 11.9154 | 1.7486 | 18.7837 | 19.4798 | 0 | 0.26874 | 24.007
1995-02-16 21:00 | 319.8533 | 274.3399 | 0 | 41.3768 | 11.9154 | 0.041 | 18.0083 | 19.5338 | 0 | 0.24104 | 32.2792
1995-02-16 22:00 | 312.5321 | 268.2514 | 0 | 49.9678 | 11.9154 | 0.041 | 16.8905 | 14.0128 | 0 | 0.24104 | 31.2897
1995-02-16 23:00 | 333.9137 | 273.1741 | 0 | 31.5953 | 11.9154 | 0.041 | 14.4746 | 18.9578 | 0 | 0.23948 | 5.914
1995-02-17 | 327.7965 | 263.3831 | 0 | 32.7155 | 11.9154 | 0.041 | 14.0513 | 13.8009 | 0 | 0.2229 | 19.3151
1995-02-17 01:00 | 314.0135 | 258.2778 | 0 | 34.0888 | 11.0139 | 0.041 | 13.9735 | 19.3397 | 0 | 0.2229 | 3.4524
1995-02-17 02:00 | 315.0336 | 253.5804 | 0 | 47.2124 | 11.0139 | 0.041 | 13.4634 | 13.7627 | 0 | 0.21844 | 9.0333
1995-02-17 03:00 | 311.2847 | 248.7694 | 0 | 35.0948 | 11.0139 | 0.041 | 10.9748 | 19.1268 | 0 | 0.21844 | 2.4704
1995-02-17 04:00 | 303.5454 | 247.4134 | 0 | 32.6713 | 11.0139 | 1.7742 | 9.9175 | 18.8212 | 0 | 0.21844 | 0.23729
1995-02-17 05:00 | 306.5833 | 252.0181 | 0.094013 | 23.2697 | 11.0139 | 0.041 | 10.1148 | 12.2118 | 0 | 0.19162 | 12.8128
1995-02-17 06:00 | 290.4515 | 242.0182 | 1.7783 | 26.6502 | 11.0139 | 0.041 | 9.6915 | 13.5872 | 0 | 0.21844 | 0.68299
1995-02-17 07:00 | 296.1413 | 250.2943 | 35.8803 | 40.3526 | 11.0139 | 0.041 | 8.6084 | 13.7482 | 0 | 0.19763 | 12.1177
1995-02-17 08:00 | 286.5253 | 257.0281 | 117.6061 | 36.7366 | 11.0139 | 0.041 | 7.966 | 13.0131 | 0 | 0.010121 | 0
1995-02-17 09:00 | 262.5601 | 255.7377 | 207.3159 | 23.0613 | 9.5536 | 0.041 | 7.8849 | 18.0761 | 0 | 0.010121 | 0.13164
1995-02-17 10:00 | 252.4754 | 256.3341 | 264.8646 | 26.0955 | 9.6331 | 0.041 | 7.6869 | 13.7331 | 0 | 0.010121 | 0.0077512
1995-02-17 11:00 | 273.1151 | 245.1203 | 294.709 | 20.7148 | 10.2353 | 0.041 | 7.416 | 12.8799 | 0 | 0.010121 | 0.079133
1995-02-17 12:00 | 249.739 | 251.3186 | 294.7603 | 19.7986 | 10.4284 | 0.041 | 7.8045 | 13.0562 | 0 | 0.010121 | 0.049473
1995-02-17 13:00 | 262.0494 | 244.1368 | 265.6847 | 18.1375 | 11.0139 | 0.041 | 8.1609 | 12.2808 | 0 | 0.010121 | 0.19755
1995-02-17 14:00 | 270.8657 | 250.166 | 222.1381 | 28.0864 | 11.0139 | 0.041 | 11.4978 | 14.0042 | 0 | 0.010121 | 2.1525
1995-02-17 15:00 | 290.5988 | 263.8303 | 146.5514 | 24.843 | 11.0139 | 0.041 | 11.9734 | 19.2552 | 0 | 0.015234 | 2.644
1995-02-17 16:00 | 296.1733 | 266.7056 | 68.1083 | 35.9487 | 11.0139 | 0.041 | 13.6335 | 14.5792 | 0 | 0.23724 | 21.8127
1995-02-17 17:00 | 301.9318 | 276.3852 | 14.2336 | 37.1945 | 11.0139 | 1.7778 | 14.1269 | 19.8154 | 0 | 0.27934 | 6.7752
1995-02-17 18:00 | 292.2718 | 277.8868 | 0 | 43.021 | 23.908 | 1.7777 | 14.7474 | 19.9454 | 0 | 0.27934 | 10.4666
1995-02-17 19:00 | 277.461 | 283.484 | 0 | 41.7358 | 17.2879 | 1.7893 | 13.984 | 19.6834 | 0 | 0.27934 | 23.891
1995-02-17 20:00 | 278.9055 | 286.7096 | 0 | 42.3254 | 17.038 | 1.7916 | 14.9041 | 20.1156 | 0 | 0.27934 | 29.4711
1995-02-17 21:00 | 269.4864 | 286.2073 | 0 | 29.4055 | 37.4008 | 1.7922 | 16.7002 | 20.2922 | 0 | 0.27934 | 20.6319
1995-02-17 22:00 | 269.9026 | 273.9866 | 0 | 46.778 | 25.4293 | 1.7934 | 14.4661 | 20.499 | 0 | 0.27934 | 9.7911
1995-02-17 23:00 | 269.8308 | 265.5624 | 0 | 28.6298 | 34.0895 | 1.7937 | 13.8902 | 19.8277 | 0 | 0.26016 | 6.3819
1995-02-18 | 265.996 | 257.1552 | 0 | 42.5489 | 10.1933 | 1.7939 | 8.2745 | 19.8654 | 0 | 0.0066956 | 39.317
1995-02-18 01:00 | 270.9967 | 243.728 | 0 | 41.5822 | 10.836 | 1.7935 | 8.5885 | 19.4312 | 0 | 0.0066956 | 23.6356
1995-02-18 02:00 | 261.0748 | 238.2769 | 0 | 33.7524 | 10.0432 | 1.7929 | 8.5232 | 19.6169 | 0 | 0.0066956 | 22.177
1995-02-18 03:00 | 253.3078 | 234.8745 | 0 | 30.9115 | 10.7253 | 1.7911 | 8.6148 | 19.843 | 0 | 0.0066956 | 17.8951
1995-02-18 04:00 | 252.8189 | 227.8437 | 0 | 33.822 | 9.2071 | 1.7883 | 8.2367 | 19.3136 | 0 | 0.0066956 | 10.534
1995-02-18 05:00 | 246.2222 | 226.6444 | 0.10704 | 23.78 | 8.9117 | 1.7859 | 7.7788 | 19.1735 | 0 | 0.0066956 | 12.8335
1995-02-18 06:00 | 243.6298 | 226.6965 | 4.2899 | 27.6991 | 8.3265 | 1.7845 | 7.6271 | 19.5421 | 0 | 0.0066956 | 11.4484
1995-02-18 07:00 | 239.5826 | 234.1641 | 24.6819 | 36.2453 | 11.936 | 1.7836 | 7.7128 | 19.8021 | 0 | 0.0044642 | 30.3749
1995-02-18 08:00 | 214.859 | 221.2727 | 118.1843 | 26.7486 | 12.562 | 0.052253 | 7.6525 | 16.3006 | 0 | 0.0044642 | 9.0889
1995-02-18 09:00 | 195.7789 | 212.7548 | 236.9675 | 17.9173 | 12.6508 | 1.7848 | 6.5968 | 17.745 | 0 | 0.0044642 | 0.098847
1995-02-18 10:00 | 176.4793 | 182.0975 | 309.0802 | 31.1805 | 11.8837 | 0.052253 | 6.5612 | 17.6291 | 0 | 0.0044642 | 0.33614
1995-02-18 11:00 | 150.5006 | 222.5032 | 332.5854 | 18.356 | 12.0723 | 0.052253 | 7.3494 | 13.931 | 0 | 0.0044642 | 0.16069
1995-02-18 12:00 | 156.5419 | 231.3119 | 328.8478 | 14.288 | 12.3921 | 0.052253 | 7.3479 | 18.838 | 0 | 0.0044642 | 0.62108
1995-02-18 13:00 | 175.2778 | 221.6704 | 323.7268 | 14.1927 | 12.812 | 1.8222 | 4.3488 | 10.433 | 0 | 0.0044642 | 0.20398
1995-02-18 14:00 | 166.5822 | 217.8825 | 311.1959 | 20.6469 | 14.2778 | 0.052253 | 6.5144 | 15.4957 | 0 | 0.0044642 | 0.27657
1995-02-18 15:00 | 180.0454 | 254.4309 | 215.7706 | 21.2947 | 15.6756 | 0.052253 | 7.2764 | 19.4706 | 0 | 0.0044642 | 1.6489
1995-02-18 16:00 | 220.9119 | 258.3938 | 124.0675 | 31.692 | 17.7168 | 1.7906 | 7.4434 | 19.722 | 0 | 0.0044642 | 4.1623
1995-02-18 17:00 | 222.0977 | 253.1846 | 31.7438 | 29.9799 | 17.2474 | 1.7899 | 7.6774 | 19.8123 | 0 | 0.0044642 | 11.8517
1995-02-18 18:00 | 220.591 | 252.8205 | 0 | 42.5113 | 15.6756 | 1.7893 | 7.9439 | 20.0392 | 0 | 0.0044642 | 27.5876
1995-02-18 19:00 | 231.6072 | 252.1487 | 0 | 39.7565 | 16.4696 | 1.7893 | 7.9648 | 20.1749 | 0 | 0.0044642 | 12.8007
1995-02-18 20:00 | 234.1832 | 263.8657 | 0 | 31.5912 | 17.2229 | 1.7856 | 7.9485 | 20.1529 | 0 | 0.0044642 | 24.414
1995-02-18 21:00 | 239.3051 | 266.2784 | 0 | 37.7118 | 15.6756 | 1.7857 | 7.7037 | 19.8701 | 0 | 0.0044642 | 3.2909
1995-02-18 22:00 | 242.4781 | 284.9542 | 0 | 33.1812 | 15.485 | 1.786 | 7.5783 | 19.8954 | 0 | 0.0044642 | 3.1821
1995-02-18 23:00 | 250.4157 | 281.2565 | 0 | 31.335 | 14.988 | 1.7858 | 7.4719 | 19.5536 | 0 | 0.0044642 | 1.4412
1995-02-19 | 260.9203 | 294.5991 | 0 | 53.8058 | 21.3484 | 1.7836 | 14.1321 | 20.1462 | 0 | 0.01527 | 8.4999
1995-02-19 01:00 | 262.8454 | 297.5597 | 0 | 41.9597 | 19.0006 | 1.7834 | 10.1071 | 20.0095 | 0 | 0.01527 | 2.0453
1995-02-19 02:00 | 264.2629 | 298.6869 | 0 | 45.3338 | 18.8631 | 1.7829 | 7.5176 | 20.0661 | 0 | 0.01527 | 10.5601
1995-02-19 03:00 | 264.8819 | 300.5505 | 0 | 37.5163 | 19.2426 | 1.7818 | 14.0979 | 20.1588 | 0 | 0.01527 | 0.37702
1995-02-19 04:00 | 268.7179 | 299.5545 | 0 | 26.3152 | 19.2426 | 1.7754 | 14.1066 | 20.1959 | 0 | 0.01527 | 1.1626
1995-02-19 05:00 | 272.4323 | 292.3284 | 0.11297 | 41.3824 | 19.2426 | 1.7739 | 14.1954 | 20.3255 | 0 | 0.01527 | 24.5882
1995-02-19 06:00 | 277.744 | 294.0554 | 3.3465 | 39.4846 | 19.2426 | 1.7729 | 7.9557 | 20.6464 | 0 | 0.01527 | 6.2822
1995-02-19 07:00 | 279.0281 | 293.6028 | 51.2638 | 40.9169 | 19.2426 | 1.7721 | 8.3509 | 20.9143 | 0 | 0.015234 | 23.5086
1995-02-19 08:00 | 266.8519 | 294.3994 | 164.1925 | 35.0945 | 19.2426 | 1.7714 | 15.4441 | 20.8615 | 0 | 0.015234 | 0.42636
1995-02-19 09:00 | 257.5475 | 293.1432 | 263.6192 | 31.7125 | 19.2426 | 1.7718 | 9.2365 | 20.8639 | 0 | 0.015234 | 1.8545
1995-02-19 10:00 | 240.0883 | 282.2641 | 327.9568 | 25.1525 | 19.2426 | 1.7725 | 9.2146 | 20.8059 | 0 | 0.015234 | 0.042847
1995-02-19 11:00 | 267.3527 | 285.7322 | 340.9387 | 35.0962 | 19.2426 | 1.7743 | 9.1523 | 20.8204 | 0 | 0.015234 | 0.1444
1995-02-19 12:00 | 232.9159 | 279.8465 | 386.2754 | 25.341 | 19.2426 | 1.7757 | 8.7599 | 20.6381 | 0 | 0.015234 | 0.1877
1995-02-19 13:00 | 232.5918 | 274.5725 | 369.7276 | 32.5997 | 19.2426 | 1.7758 | 8.713 | 20.6514 | 0 | 0.015234 | 0.28556
1995-02-19 14:00 | 264.423 | 274.1747 | 297.8585 | 32.873 | 19.2426 | 1.7761 | 15.2605 | 20.6321 | 0 | 0.015234 | 0.85126
1995-02-19 15:00 | 266.1643 | 273.4125 | 221.825 | 23.7801 | 19.2426 | 1.7755 | 12.817 | 20.8396 | 0 | 0.015234 | 0.54805
1995-02-19 16:00 | 268.1918 | 265.322 | 116.4776 | 38.815 | 19.2426 | 1.7748 | 15.4436 | 20.9098 | 0 | 0.015234 | 13.6498
1995-02-19 17:00 | 272.8063 | 273.3546 | 32.2971 | 50.9571 | 24.813 | 1.7743 | 16.2574 | 21.0265 | 0 | 0.015234 | 30.8621
1995-02-19 18:00 | 276.0298 | 276.9109 | 0 | 51.3511 | 28.492 | 1.7734 | 17.9228 | 21.0482 | 0 | 0.057328 | 35.3773
1995-02-19 19:00 | 275.6385 | 271.0306 | 0 | 59.01 | 17.044 | 1.773 | 17.4187 | 21.0121 | 0 | 0.057328 | 39.842
1995-02-19 20:00 | 272.036 | 261.0227 | 0 | 60.7936 | 17.5872 | 1.7731 | 18.3429 | 20.9932 | 0 | 0.057328 | 42.1113
1995-02-19 21:00 | 271.5583 | 257.1949 | 0 | 42.9299 | 36.9008 | 1.7717 | 17.3598 | 20.9458 | 0 | 0.057328 | 39.158
1995-02-19 22:00 | 269.2605 | 250.3078 | 0 | 56.2384 | 25.318 | 1.7724 | 17.1641 | 20.8136 | 0 | 0.057328 | 30.1354
1995-02-19 23:00 | 268.4668 | 252.3296 | 0 | 36.8491 | 30.6367 | 1.7725 | 16.975 | 20.584 | 0 | 0.056448 | 13.6822
1995-02-20 | 270.0293 | 256.8155 | 0 | 58.8639 | 30.8599 | 1.8496 | 17.3846 | 20.5271 | 0 | 0.30821 | 1.2446
1995-02-20 01:00 | 272.391 | 252.8192 | 0 | 44.004 | 40.3523 | 1.8491 | 16.9347 | 20.505 | 0 | 0.30821 | 0.46579
1995-02-20 02:00 | 274.0109 | 244.842 | 0 | 54.5575 | 32.2698 | 1.8488 | 17.1646 | 20.4383 | 0 | 0.30821 | 0.63331
1995-02-20 03:00 | 276.6746 | 236.2005 | 0 | 50.108 | 23.8303 | 1.8476 | 17.1163 | 20.4175 | 0 | 0.30821 | 0.23149
1995-02-20 04:00 | 277.2407 | 232.2923 | 0 | 38.6946 | 27.0993 | 1.846 | 17.4498 | 20.4466 | 0 | 0.30821 | 0.32902
1995-02-20 05:00 | 276.9935 | 239.8461 | 0.098421 | 45.4525 | 38.8311 | 1.8443 | 17.573 | 20.5007 | 0 | 0.30821 | 0.87133
1995-02-20 06:00 | 276.9234 | 230.6689 | 4.8511 | 52.1587 | 52.1828 | 1.8437 | 18.0934 | 20.5709 | 0 | 0.30821 | 13.897
1995-02-20 07:00 | 272.5232 | 217.5892 | 48.4096 | 44.4404 | 64.4171 | 1.8437 | 18.2471 | 20.5397 | 0 | 0.29592 | 20.7042
1995-02-20 08:00 | 266.6913 | 217.7709 | 175.4123 | 49.5309 | 42.0948 | 1.8449 | 17.7471 | 20.7067 | 0 | 0.29592 | 2.0312
1995-02-20 09:00 | 241.166 | 223.0582 | 306.6756 | 26.5496 | 75.8479 | 1.8455 | 19.4157 | 20.6585 | 0 | 0.29592 | 1.7467
1995-02-20 10:00 | 225.8176 | 213.5334 | 382.0002 | 44.8867 | 76.4181 | 1.8464 | 17.7116 | 20.6177 | 0 | 0.29592 | 1.0854
1995-02-20 11:00 | 201.3531 | 204.4752 | 445.6304 | 26.4666 | 23.7552 | 1.8478 | 17.5501 | 20.5705 | 0 | 0.29592 | 1.8403
1995-02-20 12:00 | 204.7423 | 207.4572 | 448.9511 | 45.79 | 23.6909 | 1.8491 | 17.3534 | 20.5276 | 0 | 0.29592 | 3.906
1995-02-20 13:00 | 198.4156 | 209.4682 | 431.9045 | 44.2274 | 21.1095 | 1.8508 | 17.2938 | 20.5179 | 0 | 0.29592 | 1.6203
1995-02-20 14:00 | 217.4946 | 215.9111 | 342.5709 | 40.4489 | 21.0539 | 1.8512 | 17.3483 | 20.4996 | 0 | 0.29592 | 0.38699
1995-02-20 15:00 | 216.0011 | 231.3121 | 250.1529 | 35.8829 | 23.4303 | 1.8506 | 17.3896 | 20.522 | 0 | 0.31083 | 4.364
1995-02-20 16:00 | 211.8172 | 249.6249 | 132.2423 | 52.0982 | 38.0251 | 1.85 | 18.1498 | 20.6657 | 0 | 0.33945 | 13.1295
1995-02-20 17:00 | 217.2576 | 259.0972 | 34.2592 | 69.645 | 50.4618 | 1.8494 | 27.0976 | 20.7629 | 0 | 0.33945 | 30.1559
1995-02-20 18:00 | 218.3568 | 264.0299 | 0.012168 | 64.6486 | 51.8979 | 1.8325 | 28.0524 | 20.8283 | 0 | 0.33945 | 56.6809
1995-02-20 19:00 | 218.7837 | 269.2324 | 0 | 73.6744 | 71.4896 | 1.8322 | 27.625 | 20.8441 | 0 | 0.33945 | 44.6991
1995-02-20 20:00 | 222.6583 | 273.9033 | 0 | 66.9355 | 35.0352 | 1.833 | 29.1004 | 20.7827 | 0 | 0.33945 | 46.7381
1995-02-20 21:00 | 224.4022 | 282.6356 | 0 | 71.5602 | 49.1358 | 1.8332 | 25.8483 | 20.7524 | 0 | 0.33945 | 22.6232
1995-02-20 22:00 | 229.4816 | 279.0109 | 0 | 53.1907 | 55.562 | 1.8377 | 23.1474 | 20.6674 | 0 | 0.33945 | 25.8873
1995-02-20 23:00 | 229.8971 | 276.4154 | 0 | 57.5968 | 42.465 | 1.8467 | 22.5111 | 20.6417 | 0 | 0.33378 | 9.662
1995-02-21 | 226.0609 | 275.2069 | 0 | 66.4847 | 32.2784 | 1.8501 | 22.3091 | 20.5064 | 0 | 0.33378 | 5.0956
1995-02-21 01:00 | 221.6445 | 279.8433 | 0 | 58.3975 | 32.237 | 1.8497 | 24.6766 | 20.4227 | 0 | 0.33378 | 4.7155
1995-02-21 02:00 | 221.5737 | 265.5173 | 0 | 58.9436 | 22.5076 | 1.8618 | 20.996 | 20.4133 | 0 | 0.33378 | 3.1467
1995-02-21 03:00 | 221.7251 | 248.0584 | 0 | 48.6234 | 20.9816 | 1.86 | 21.6178 | 20.3599 | 0 | 0.33378 | 6.5302
1995-02-21 04:00 | 221.5189 | 239.6807 | 0 | 46.023 | 20.9816 | 1.8984 | 18.3311 | 20.234 | 0 | 0.33378 | 3.2186
1995-02-21 05:00 | 222.6874 | 236.983 | 0.10737 | 61.2905 | 20.9816 | 1.8956 | 16.4114 | 20.2617 | 0 | 0.33378 | 0.50666
1995-02-21 06:00 | 230.8811 | 229.0406 | 6.662 | 54.2402 | 20.9816 | 1.894 | 18.5483 | 20.298 | 0 | 0.33378 | 1.7147
1995-02-21 07:00 | 232.8783 | 241.0896 | 56.5012 | 64.961 | 19.889 | 1.8929 | 19.8522 | 20.4371 | 0 | 0.33945 | 11.0321
1995-02-21 08:00 | 222.7828 | 267.2631 | 161.7833 | 40.777 | 18.7965 | 1.8934 | 11.1434 | 20.3998 | 0 | 0.19994 | 0.34108
1995-02-21 09:00 | 222.8076 | 276.4211 | 256.901 | 32.3755 | 18.7965 | 1.8947 | 9.0919 | 20.1298 | 0 | 0.19994 | 0.75001
1995-02-21 10:00 | 172.8869 | 273.1368 | 317.2261 | 33.4087 | 18.7965 | 1.8968 | 9.0833 | 20.1812 | 0 | 0.19994 | 11.7712
1995-02-21 11:00 | 182.1784 | 279.8173 | 339.1412 | 34.0517 | 18.7965 | 1.8978 | 9.029 | 20.1471 | 0 | 0.19994 | 0.13385
1995-02-21 12:00 | 186.1882 | 274.1808 | 336.1439 | 27.8376 | 18.7965 | 1.9 | 8.0359 | 18.9085 | 0 | 0.19994 | 0.48419
1995-02-21 13:00 | 233.995 | 276.3974 | 307.3754 | 27.9563 | 18.7965 | 1.9005 | 8.8481 | 20.2333 | 0 | 0.19994 | 0.36569
1995-02-21 14:00 | 227.9093 | 277.8925 | 262.3128 | 24.1774 | 18.7965 | 1.9019 | 8.8664 | 19.963 | 0 | 0.19994 | 1.5082
1995-02-21 15:00 | 249.5778 | 271.3568 | 182.9273 | 33.6496 | 18.7965 | 1.9022 | 12.8752 | 20.1097 | 0 | 0.19994 | 1.0163
1995-02-21 16:00 | 266.8972 | 266.8855 | 82.4804 | 46.8941 | 18.7965 | 1.9017 | 20.1581 | 20.4107 | 0 | 0.33945 | 21.0745
1995-02-21 17:00 | 263.0933 | 263.0555 | 19.4684 | 46.9064 | 22.3113 | 1.902 | 26.7253 | 20.2173 | 0 | 0.33945 | 27.6924
1995-02-21 18:00 | 261.4828 | 266.0803 | 0.027997 | 41.4343 | 36.0744 | 1.9184 | 27.5166 | 20.2845 | 0 | 0.33945 | 28.6222
1995-02-21 19:00 | 258.4871 | 274.081 | 0 | 44.5701 | 33.8217 | 1.9188 | 31.8577 | 20.5272 | 0 | 0.33945 | 34.9871
1995-02-21 20:00 | 260.0629 | 266.8781 | 0 | 39.0594 | 49.0863 | 1.9201 | 30.8619 | 20.2609 | 0 | 0.33945 | 20.5109
1995-02-21 21:00 | 259.5861 | 267.7975 | 0 | 50.0135 | 54.9366 | 1.9197 | 22.4376 | 20.2727 | 0 | 0.33945 | 13.5885
1995-02-21 22:00 | 260.6655 | 262.9051 | 0 | 46.9771 | 50.9927 | 1.9269 | 19.0137 | 20.2996 | 0 | 0.33945 | 24.1733
1995-02-21 23:00 | 249.5604 | 260.8467 | 0 | 31.5989 | 65.2997 | 1.9894 | 28.0667 | 20.1429 | 0 | 0.33378 | 4.0028
1995-02-22 | 252.965 | 262.8872 | 0 | 61.9454 | 58.5898 | 1.9893 | 26.8477 | 19.6069 | 0 | 0.33378 | 18.7609
1995-02-22 01:00 | 239.9414 | 266.532 | 0 | 51.0697 | 60.1818 | 1.9892 | 29.534 | 19.5097 | 0 | 0.33378 | 4.5756
1995-02-22 02:00 | 220.952 | 269.7579 | 0 | 47.2025 | 57.2563 | 1.9889 | 25.1383 | 19.6899 | 0 | 0.33378 | 5.6125
1995-02-22 03:00 | 238.6805 | 269.6299 | 0 | 41.0966 | 50.8774 | 1.9882 | 27.0552 | 19.3887 | 0 | 0.33378 | 8.7391
1995-02-22 04:00 | 202.1822 | 267.0891 | 0 | 28.255 | 53.3768 | 1.9192 | 23.1083 | 19.5126 | 0 | 0.33378 | 25.6454
1995-02-22 05:00 | 230.6996 | 272.3941 | 0.11407 | 53.9029 | 38.4918 | 1.9145 | 16.4084 | 19.5952 | 0 | 0.33378 | 3.1349
1995-02-22 06:00 | 225.8518 | 274.856 | 7.4735 | 44.1545 | 47.9993 | 1.9142 | 16.9897 | 19.7851 | 0 | 0.33378 | 29.5773
1995-02-22 07:00 | 230.8178 | 278.0546 | 51.4232 | 39.2975 | 49.3166 | 1.9135 | 18.829 | 20.0212 | 0 | 0.33945 | 29.9094
1995-02-22 08:00 | 212.3068 | 274.7337 | 176.7091 | 42.4136 | 28.1519 | 1.9141 | 9.5683 | 20.0117 | 0 | 0.26874 | 9.3183
1995-02-22 09:00 | 171.9583 | 266.3205 | 297.9332 | 38.5181 | 11.0057 | 1.9153 | 9.2151 | 20.0834 | 0 | 0.19994 | 8.1333
1995-02-22 10:00 | 177.976 | 264.9587 | 358.9867 | 34.8231 | 10.7878 | 0.13066 | 9.1712 | 14.0535 | 0 | 0.19994 | 0.1197
1995-02-22 11:00 | 129.1533 | 270.3146 | 427.7452 | 29.5907 | 11.0577 | 1.9191 | 8.5714 | 19.9223 | 0 | 0.19994 | 0
1995-02-22 12:00 | 127.5943 | 272.9497 | 427.3143 | 21.1488 | 14.9636 | 1.921 | 8.4014 | 19.953 | 0 | 0.19994 | 5.0652
1995-02-22 13:00 | 121.0859 | 273.9626 | 396.7847 | 34.5173 | 15.2295 | 1.9211 | 7.7917 | 18.6005 | 0 | 0.26874 | 0.30756
1995-02-22 14:00 | 134.6243 | 277.0047 | 330.8617 | 37.4548 | 15.2295 | 1.9221 | 9.2358 | 19.7097 | 0 | 0.26874 | 1.8971
1995-02-22 15:00 | 177.4859 | 281.3898 | 223.7203 | 46.7365 | 15.2295 | 1.9221 | 19.5605 | 20.0682 | 0 | 0.29736 | 7.7124
1995-02-22 16:00 | 188.445 | 285.706 | 113.8707 | 48.6444 | 16.322 | 1.9218 | 35.8514 | 20.1533 | 0 | 0.33945 | 20.1262
1995-02-22 17:00 | 197.4491 | 283.1792 | 27.1021 | 66.5662 | 27.1264 | 1.922 | 34.5623 | 19.8405 | 0 | 0.33945 | 16.3771
1995-02-22 18:00 | 201.2252 | 286.752 | 0.063322 | 49.2277 | 34.4705 | 1.9219 | 37.8397 | 20.4645 | 0 | 0.33945 | 44.4294
1995-02-22 19:00 | 209.1747 | 283.2502 | 0 | 50.9064 | 30.0085 | 1.9225 | 33.1165 | 20.2392 | 0 | 0.33945 | 37.9881
1995-02-22 20:00 | 205.408 | 283.6324 | 0 | 39.699 | 41.5034 | 1.9237 | 32.0009 | 20.0523 | 0 | 0.33945 | 54.1027
1995-02-22 21:00 | 220.469 | 285.7608 | 0 | 55.1508 | 35.9772 | 1.9245 | 30.7137 | 19.958 | 0 | 0.33945 | 32.8178
1995-02-22 22:00 | 239.7417 | 280.775 | 0 | 49.4974 | 26.6798 | 1.9254 | 34.6708 | 19.7155 | 0 | 0.33945 | 28.8665
1995-02-22 23:00 | 242.404 | 278.0704 | 0 | 41.347 | 43.5473 | 1.9259 | 25.9225 | 19.683 | 0 | 0.33378 | 13.5054
1995-02-23 | 247.0295 | 282.9836 | 0 | 42.6047 | 34.4912 | 1.93 | 27.7467 | 19.039 | 0 | 0.2926 | 17.7649
1995-02-23 01:00 | 248.5356 | 284.8555 | 0 | 47.0493 | 27.2402 | 1.9202 | 24.317 | 19.7547 | 0 | 0.2926 | 6.1186
1995-02-23 02:00 | 246.0899 | 283.2985 | 0 | 45.7502 | 21.65 | 1.9198 | 27.9217 | 18.9586 | 0 | 0.2926 | 5.4384
1995-02-23 03:00 | 248.7851 | 289.7663 | 0 | 30.627 | 39.1699 | 1.9148 | 21.5712 | 19.6485 | 0 | 0.2926 | 0.4166
1995-02-23 04:00 | 246.7335 | 282.8496 | 0 | 35.9335 | 19.8016 | 1.913 | 20.648 | 19.0988 | 0 | 0.2926 | 0.87187
1995-02-23 05:00 | 243.2563 | 283.3771 | 0.15167 | 44.9423 | 18.1129 | 1.911 | 16.7894 | 18.9884 | 0 | 0.2926 | 5.7541
1995-02-23 06:00 | 247.0477 | 284.6609 | 6.8097 | 38.4025 | 10.5678 | 1.9101 | 16.8855 | 19.2461 | 0 | 0.2926 | 9.4407
1995-02-23 07:00 | 260.4076 | 291.6968 | 39.386 | 41.8056 | 38.9039 | 1.9212 | 15.6387 | 19.7392 | 0 | 0.29736 | 14.6651
1995-02-23 08:00 | 249.2458 | 289.9539 | 144.9688 | 42.092 | 15.0734 | 1.9221 | 16.7409 | 19.6037 | 0 | 0.29736 | 2.3902
1995-02-23 09:00 | 228.9163 | 283.8038 | 246.0213 | 30.7829 | 10.5678 | 1.9619 | 13.3278 | 19.6862 | 0 | 0.26874 | 0
1995-02-23 10:00 | 233.1117 | 286.3299 | 300.544 | 24.7173 | 10.5678 | 1.9641 | 9.0292 | 19.161 | 0 | 0.26874 | 0.19648
1995-02-23 11:00 | 236.9083 | 274.308 | 335.6792 | 19.8767 | 10.5678 | 1.9663 | 8.8923 | 18.9689 | 0 | 0.19994 | 0
1995-02-23 12:00 | 245.1242 | 271.128 | 338.8478 | 22.7395 | 10.5678 | 2.0072 | 8.1982 | 19.3478 | 0 | 0.19994 | 0
1995-02-23 13:00 | 255.293 | 272.9016 | 309.7037 | 21.0458 | 10.5678 | 2.0077 | 8.1576 | 19.5279 | 0 | 0.18503 | 0
1995-02-23 14:00 | 247.0203 | 273.3527 | 284.0835 | 26.8126 | 10.5678 | 2.009 | 8.4838 | 17.9594 | 0 | 0.19994 | 0
1995-02-23 15:00 | 260.5423 | 277.9028 | 202.8375 | 28.7829 | 10.5678 | 2.0092 | 12.6397 | 19.4102 | 0 | 0.26874 | 5.0394
1995-02-23 16:00 | 282.6345 | 286.2461 | 105.6108 | 36.6201 | 26.986 | 1.9681 | 15.8629 | 18.3257 | 0 | 0.29708 | 9.7525
1995-02-23 17:00 | 292.735 | 285.4281 | 25.5422 | 31.0799 | 36.0858 | 1.9685 | 24.3912 | 19.5192 | 0 | 0.33918 | 9.6108
1995-02-23 18:00 | 297.9318 | 292.0829 | 0.236 | 34.0227 | 37.446 | 1.9686 | 25.8598 | 18.2648 | 0 | 0.33918 | 24.2252
1995-02-23 19:00 | 305.3364 | 291.3971 | 0 | 33.5148 | 40.6913 | 1.9694 | 16.5568 | 19.4519 | 0 | 0.33918 | 26.6215
1995-02-23 20:00 | 315.4021 | 284.3313 | 0 | 22.9304 | 45.2639 | 1.9594 | 16.6854 | 19.8775 | 0 | 0.33918 | 26.0641
1995-02-23 21:00 | 316.9041 | 282.2424 | 0 | 35.4499 | 33.0546 | 1.9602 | 15.6956 | 19.4737 | 0 | 0.33918 | 28.3785
1995-02-23 22:00 | 320.8493 | 281.5971 | 0 | 26.2249 | 48.2668 | 1.9378 | 17.4427 | 17.3179 | 0 | 0.33918 | 14.1499
1995-02-23 23:00 | 313.8118 | 270.5338 | 0 | 36.757 | 19.3767 | 1.9423 | 13.8244 | 19.1999 | 0 | 0.3335 | 8.1422
1995-02-24 | 315.1606 | 256.6033 | 0 | 44.2773 | 41.613 | 2.2526 | 25.5412 | 17.8665 | 0 | 0.30136 | 3.7108
1995-02-24 01:00 | 306.1265 | 242.1931 | 0 | 26.5003 | 41.8534 | 2.2528 | 30.5575 | 19.5126 | 0 | 0.30136 | 9.6786
1995-02-24 02:00 | 305.1943 | 224.2004 | 0 | 37.2783 | 37.1049 | 2.2119 | 35.9954 | 17.5912 | 0 | 0.30136 | 7.3119
1995-02-24 03:00 | 297.9608 | 211.7777 | 0 | 46.6908 | 11.4693 | 2.2109 | 37.3128 | 17.8186 | 0 | 0.30136 | 5.6011
1995-02-24 04:00 | 289.2112 | 197.8255 | 0 | 33.0445 | 11.4693 | 2.2093 | 37.164 | 19.3944 | 0 | 0.26019 | 6.5783
1995-02-24 05:00 | 282.0822 | 187.812 | 0.15791 | 31.2858 | 22.6645 | 2.2076 | 36.4411 | 19.4189 | 0 | 0.19299 | 5.8479
1995-02-24 06:00 | 280.0868 | 178.9221 | 5.9892 | 40.9618 | 14.8111 | 2.2046 | 36.7494 | 17.9585 | 0 | 0.26019 | 9.0658
1995-02-24 07:00 | 277.8262 | 168.4154 | 40.1936 | 53.7006 | 19.695 | 2.2038 | 40.0552 | 20.0044 | 0 | 0.26495 | 8.5943
1995-02-24 08:00 | 268.7646 | 156.515 | 112.9006 | 43.4974 | 22.3189 | 2.2046 | 39.4956 | 19.1353 | 0 | 0.12504 | 1.3842
1995-02-24 09:00 | 257.521 | 151.584 | 182.0217 | 24.3473 | 41.8065 | 2.2102 | 39.4162 | 19.6099 | 0 | 0.12372 | 0
1995-02-24 10:00 | 222.7677 | 132.0015 | 248.2446 | 38.7819 | 31.9465 | 2.5139 | 39.1993 | 19.9587 | 0 | 0.31972 | 0
1995-02-24 11:00 | 223.0329 | 133.672 | 275.4239 | 42.2577 | 17.6716 | 2.5409 | 51.4732 | 19.7282 | 0 | 0.31972 | 0
1995-02-24 12:00 | 224.3875 | 137.3953 | 259.2035 | 27.3035 | 15.5584 | 2.5428 | 54.1094 | 19.9206 | 0 | 0.31972 | 0
1995-02-24 13:00 | 219.4599 | 147.0519 | 261.361 | 27.4571 | 17.4633 | 2.5547 | 52.0251 | 19.0189 | 0 | 0.31972 | 0
1995-02-24 14:00 | 222.9586 | 151.3537 | 215.4213 | 24.3353 | 21.9913 | 2.5389 | 53.928 | 19.1545 | 0 | 0.31972 | 0
1995-02-24 15:00 | 217.6345 | 153.938 | 172.2438 | 33.3599 | 28.5554 | 2.5392 | 54.7782 | 20.1156 | 0 | 0.31972 | 1.7771
1995-02-24 16:00 | 227.0452 | 158.5658 | 88.2032 | 52.506 | 38.7355 | 2.6087 | 58.8878 | 20.2067 | 0 | 3.4395 | 17.6769
1995-02-24 17:00 | 236.9709 | 157.5924 | 26.9293 | 46.3237 | 39.8788 | 2.6089 | 57.5538 | 20.2657 | 0 | 1.1609 | 20.8063
1995-02-24 18:00 | 229.6108 | 152.6463 | 0.22999 | 56.5444 | 41.3798 | 2.6086 | 60.9844 | 20.2976 | 0 | 1.2532 | 30.2735
1995-02-24 19:00 | 224.4494 | 149.5879 | 0 | 45.7379 | 65.5245 | 2.609 | 62.1906 | 20.3189 | 0 | 1.1928 | 27.2803
1995-02-24 20:00 | 224.3168 | 144.9083 | 0 | 51.2364 | 38.1305 | 2.6214 | 60.9237 | 20.2632 | 0 | 4.1726 | 42.1268
1995-02-24 21:00 | 225.5352 | 140.7808 | 0 | 60.1299 | 42.1335 | 3.0769 | 62.5616 | 20.2048 | 0 | 4.1735 | 25.9625
1995-02-24 22:00 | 229.7818 | 134.1996 | 0 | 52.1032 | 70.3202 | 3.0776 | 61.4652 | 20.1306 | 0 | 4.2249 | 14.4565
1995-02-24 23:00 | 235.1652 | 126.0014 | 0 | 42.0263 | 73.3715 | 3.3209 | 61.3933 | 19.9994 | 0 | 2.6749 | 10.3229
1995-02-25 | 233.7816 | 117.3951 | 0 | 42.5789 | 44.6275 | 3.3205 | 81.2655 | 19.6608 | 0 | 6.6419 | 4.213
1995-02-25 01:00 | 231.5977 | 112.4713 | 0 | 32.0861 | 43.7492 | 3.2976 | 75.8807 | 19.5211 | 0 | 6.6233 | 10.4225
1995-02-25 02:00 | 225.6045 | 112.1708 | 0 | 41.8226 | 29.5031 | 3.2964 | 78.1969 | 19.6167 | 0 | 6.6968 | 5.7415
1995-02-25 03:00 | 218.4 | 109.4108 | 0 | 35.4514 | 30.4354 | 3.367 | 76.3068 | 19.5648 | 0 | 7.7155 | 3.6702
1995-02-25 04:00 | 208.9973 | 106.1258 | 0 | 36.3758 | 30.4354 | 3.3854 | 69.5762 | 18.3423 | 0 | 7.8288 | 1.7556
1995-02-25 05:00 | 197.393 | 108.5226 | 0.133 | 29.1045 | 30.4354 | 3.3969 | 66.6171 | 19.4189 | 0 | 7.8186 | 4.2897
1995-02-25 06:00 | 195.9927 | 106.0584 | 4.3248 | 23.203 | 30.4354 | 3.3954 | 67.0452 | 19.6811 | 0 | 7.8329 | 10.8239
1995-02-25 07:00 | 191.521 | 108.2096 | 47.4494 | 35.4327 | 30.4354 | 3.4615 | 66.2889 | 20.1362 | 0 | 7.8317 | 8.4256
1995-02-25 08:00 | 193.8842 | 92.2962 | 133.8529 | 36.1542 | 30.4354 | 3.3944 | 61.033 | 18.8471 | 0 | 7.6809 | 1.2565
1995-02-25 09:00 | 173.5103 | 96.215 | 206.8057 | 22.9566 | 30.4354 | 3.4147 | 58.7593 | 18.7864 | 0 | 7.674 | 0.10513
1995-02-25 10:00 | 142.6737 | 75.2419 | 284.0139 | 24.3574 | 28.4354 | 3.4159 | 62.7094 | 18.0814 | 0 | 7.6811 | 0.62741
1995-02-25 11:00 | 155.9005 | 79.6896 | 302.0275 | 23.1659 | 28.4354 | 3.454 | 64.6868 | 18.0967 | 0 | 7.6463 | 0.37645
1995-02-25 12:00 | 131.6329 | 63.4174 | 308.4961 | 32.9425 | 30.4354 | 4.1311 | 61.3819 | 17.4813 | 0 | 7.6633 | 0.52995
1995-02-25 13:00 | 162.8784 | 60.0456 | 280.2668 | 20.4071 | 30.4354 | 4.8046 | 59.123 | 17.977 | 0 | 6.9682 | 1.0937
1995-02-25 14:00 | 175.7842 | 73.1549 | 214.2773 | 29.3841 | 30.4354 | 4.9185 | 59.195 | 18.0013 | 0 | 6.9466 | 0.99049
1995-02-25 15:00 | 195.8719 | 77.903 | 150.7121 | 34.9425 | 30.4354 | 4.9263 | 60.3456 | 18.3886 | 0 | 7.6575 | 0.95758
1995-02-25 16:00 | 211.4904 | 76.065 | 87.0641 | 42.3584 | 36.2461 | 4.9468 | 71.4361 | 19.4781 | 0 | 7.8231 | 2.9632
1995-02-25 17:00 | 225.8957 | 75.8319 | 22.6609 | 26.3672 | 74.7571 | 4.934 | 81.6536 | 19.6567 | 0 | 7.3005 | 5.2344
1995-02-25 18:00 | 222.2946 | 77.1884 | 0.031921 | 38.3725 | 80.9434 | 4.9456 | 79.4589 | 19.7759 | 0 | 6.9687 | 17.0085
1995-02-25 19:00 | 211.7949 | 82.4303 | 0 | 34.5071 | 80.9434 | 4.9903 | 81.8734 | 18.5997 | 0 | 7.2824 | 23.5119
1995-02-25 20:00 | 208.4686 | 89.3667 | 0 | 35.1282 | 80.9434 | 4.9936 | 82.1722 | 19.4941 | 0 | 7.8377 | 24.8316
1995-02-25 21:00 | 201.6255 | 97.847 | 0 | 41.1514 | 80.9434 | 4.9968 | 79.8359 | 19.1155 | 0 | 7.8386 | 13.7792
1995-02-25 22:00 | 205.2856 | 108.4156 | 0 | 37.1614 | 80.9434 | 4.9597 | 80.6768 | 19.2892 | 0 | 7.8474 | 20.568
1995-02-25 23:00 | 201.4016 | 113.9152 | 0 | 33.3737 | 80.9434 | 4.9699 | 76.8446 | 18.2116 | 0 | 7.8584 | 4.4414
1995-02-26 | 206.5275 | 118.5612 | 0 | 58.3898 | 80.9434 | 2.9542 | 23.8721 | 19.7944 | 0 | 1.9475 | 20.4092
1995-02-26 01:00 | 202.2368 | 124.4282 | 0 | 56.0927 | 80.9434 | 2.9873 | 28.6079 | 19.7252 | 0 | 1.9341 | 7.4321
1995-02-26 02:00 | 197.7161 | 128.2192 | 0 | 54.8044 | 80.9434 | 3.0911 | 27.0638 | 19.7002 | 0 | 2.7838 | 1.2067
1995-02-26 03:00 | 195.5071 | 128.8424 | 0 | 50.1604 | 76.643 | 3.0902 | 21.0698 | 19.6976 | 0 | 2.7971 | 12.0482
1995-02-26 04:00 | 190.7228 | 131.6499 | 0 | 43.1514 | 82.0414 | 3.0887 | 21.0832 | 19.7344 | 0 | 2.7886 | 12.8056
1995-02-26 05:00 | 187.3676 | 132.5041 | 0.12534 | 65.9881 | 66.7042 | 3.0874 | 21.2102 | 19.8675 | 0 | 2.7869 | 22.9038
1995-02-26 06:00 | 181.2085 | 142.7559 | 6.7988 | 69.7538 | 68.9736 | 3.0867 | 36.8418 | 20.0196 | 0 | 2.7929 | 10.3937
1995-02-26 07:00 | 176.9502 | 152.4884 | 50.4908 | 62.5384 | 77.9575 | 3.0901 | 35.869 | 20.2184 | 0 | 2.8064 | 23.2877
1995-02-26 08:00 | 166.5143 | 160.5482 | 155.497 | 63.1659 | 54.5219 | 3.0486 | 48.8295 | 20.2796 | 0 | 2.807 | 2.7691
1995-02-26 09:00 | 142.3124 | 167.6442 | 276.9918 | 53.6877 | 49.5554 | 3.0491 | 45.6078 | 20.1886 | 0 | 2.7999 | 0.29681
1995-02-26 10:00 | 120.0988 | 172.5057 | 347.3899 | 63.7551 | 29.4354 | 3.0476 | 36.4048 | 20.1737 | 0 | 2.8072 | 0.95409
1995-02-26 11:00 | 114.0698 | 178.7766 | 382.7731 | 56.9034 | 29.4354 | 3.05 | 23.6635 | 20.146 | 0 | 2.7801 | 0.41219
1995-02-26 12:00 | 126.3483 | 181.7971 | 379.8676 | 56.9517 | 81.0414 | 3.0521 | 23.2921 | 20.0676 | 0 | 2.7976 | 0.63653
1995-02-26 13:00 | 137.7451 | 194.5002 | 345.752 | 57.1824 | 81.0414 | 3.0523 | 24.6891 | 20.0652 | 0 | 2.8028 | 3.7731
1995-02-26 14:00 | 141.2492 | 195.2583 | 304.5955 | 61.3638 | 29.4354 | 3.0526 | 22.207 | 20.1361 | 0 | 2.7803 | 2.62
1995-02-26 15:00 | 169.2233 | 199.7935 | 216.1966 | 63.6528 | 29.4354 | 3.0169 | 29.6533 | 20.2007 | 0 | 2.7917 | 6.8458
1995-02-26 16:00 | 190.3423 | 203.3974 | 117.5473 | 70.5736 | 48.0742 | 3.0164 | 35.2214 | 20.2427 | 0 | 2.8025 | 14.1313
1995-02-26 17:00 | 212.2754 | 204.826 | 29.829 | 57.0736 | 78.2915 | 3.016 | 38.3734 | 20.2952 | 0 | 2.7915 | 21.9297
1995-02-26 18:00 | 213.69 | 207.8536 | 0.26435 | 66.7506 | 81.0414 | 3.0154 | 38.6838 | 20.3421 | 0 | 2.798 | 28.4749
1995-02-26 19:00 | 211.9049 | 201.6523 | 0 | 70.9076 | 81.0414 | 2.995 | 37.2761 | 20.3171 | 0 | 2.8075 | 22.851
1995-02-26 20:00 | 208.6316 | 192.7317 | 0 | 75.3111 | 81.0414 | 2.9913 | 35.5924 | 20.2511 | 0 | 2.807 | 17.4876
1995-02-26 21:00 | 204.0451 | 178.2393 | 0 | 66.8133 | 81.0414 | 2.7138 | 33.6934 | 20.1863 | 0 | 1.9597 | 34.4796
1995-02-26 22:00 | 205.4721 | 180.5619 | 0 | 80.8276 | 81.0414 | 2.6254 | 27.5521 | 20.0444 | 0 | 1.947 | 12.1215
1995-02-26 23:00 | 201.9818 | 170.4713 | 0 | 70.3399 | 81.0414 | 2.5252 | 24.9789 | 19.9064 | 0 | 1.9567 | 19.8886
1995-02-27 | 205.2344 | 150.0666 | 0 | 53.5232 | 81.0414 | 1.8211 | 22.6495 | 19.7683 | 0 | 0.23568 | 3.0556
1995-02-27 01:00 | 210.8852 | 131.8899 | 0 | 54.5637 | 81.0414 | 1.8212 | 23.3285 | 19.6733 | 0 | 0.23568 | 5.7274
1995-02-27 02:00 | 213.5195 | 109.253 | 0 | 69.1608 | 81.0414 | 1.8108 | 22.7608 | 19.667 | 0 | 0.23568 | 19.5291
1995-02-27 03:00 | 210.6778 | 104.658 | 0 | 43.5494 | 79.9434 | 1.8102 | 21.4272 | 19.5306 | 0 | 0.23568 | 6.9363
1995-02-27 04:00 | 208.4199 | 114.3516 | 0 | 46.9929 | 79.9434 | 1.8095 | 21.535 | 19.564 | 0 | 0.23568 | 16.8388
1995-02-27 05:00 | 202.6254 | 122.9999 | 0.15772 | 62.1145 | 79.9434 | 1.8085 | 21.7738 | 19.7766 | 0 | 0.23568 | 15.826
1995-02-27 06:00 | 198.4193 | 138.2875 | 6.4064 | 61.3625 | 79.9434 | 1.8085 | 25.3441 | 19.9255 | 0 | 0.23568 | 34.4658
1995-02-27 07:00 | 195.8527 | 158.4943 | 56.7665 | 50.0191 | 79.9434 | 1.8129 | 21.0273 | 19.9951 | 0 | 0.23724 | 20.5163
1995-02-27 08:00 | 184.796 | 186.0852 | 200.7006 | 39.5969 | 78.7374 | 1.8551 | 19.8425 | 19.9961 | 0 | 0.23724 | 0
1995-02-27 09:00 | 162.0822 | 208.1309 | 337.4017 | 34.7426 | 79.9434 | 1.8558 | 19.0357 | 19.9228 | 0 | 0.23724 | 0.25958
1995-02-27 10:00 | 158.4295 | 234.514 | 420.9412 | 48.8085 | 79.9434 | 1.8566 | 29.4452 | 19.7792 | 0 | 0.23724 | 0.0078468
1995-02-27 11:00 | 175.7665 | 236.5308 | 467.2082 | 40.2405 | 79.9434 | 1.8537 | 28.9407 | 19.7389 | 0 | 0.23724 | 0.30119
1995-02-27 12:00 | 204.8275 | 242.9113 | 458.809 | 42.1755 | 79.9434 | 1.8547 | 29.4986 | 19.6326 | 0 | 0.23724 | 0.082357
1995-02-27 13:00 | 211.7711 | 259.2044 | 430.2836 | 35.8624 | 79.9434 | 1.8552 | 19.5657 | 19.7026 | 0 | 0.23724 | 0.040612
1995-02-27 14:00 | 246.1485 | 257.5688 | 361.2247 | 47.4709 | 79.8011 | 1.8557 | 19.6418 | 19.6935 | 0 | 0.23724 | 1.0841
1995-02-27 15:00 | 251.6105 | 271.9551 | 264.6603 | 38.4434 | 58.0583 | 1.8552 | 19.7555 | 19.7652 | 0 | 0.23724 | 7.574
1995-02-27 16:00 | 261.0683 | 275.2823 | 146.4332 | 47.8737 | 29.8815 | 1.8729 | 20.4542 | 19.881 | 0 | 0.29736 | 15.476
1995-02-27 17:00 | 278.5029 | 277.4116 | 39.643 | 53.4812 | 57.8462 | 1.8727 | 31.6271 | 20.0607 | 0 | 0.29736 | 34.9347
1995-02-27 18:00 | 288.0145 | 279.0414 | 0.9489 | 64.5582 | 67.6899 | 1.8727 | 32.4674 | 20.1039 | 0 | 0.29736 | 36.6834
1995-02-27 19:00 | 303.8309 | 279.5047 | 0 | 38.8757 | 71.0778 | 1.8726 | 27.8703 | 20.1161 | 0 | 0.29736 | 44.5827
1995-02-27 20:00 | 315.434 | 280.0064 | 0 | 59.1159 | 68.3088 | 1.8974 | 19.2805 | 20.0498 | 0 | 0.29736 | 20.1958
1995-02-27 21:00 | 321.9549 | 282.6834 | 0 | 44.7491 | 62.0328 | 1.899 | 22.9965 | 19.9081 | 0 | 0.29736 | 5.7048
1995-02-27 22:00 | 326.8422 | 285.4097 | 0 | 43.29 | 64.6446 | 1.8994 | 18.3723 | 19.6064 | 0 | 0.29736 | 22.1806
1995-02-27 23:00 | 327.8333 | 285.3516 | 0 | 47.5786 | 47.9226 | 1.8875 | 16.2108 | 19.7554 | 0 | 0.2926 | 13.4961
1995-02-28 | 299.0772 | 279.8654 | 0 | 44.0873 | 39.5733 | 1.8659 | 15.9761 | 17.4858 | 0 | 0.2926 | 14.6336
1995-02-28 01:00 | 311.0466 | 275.6479 | 0 | 32.4087 | 43.4866 | 1.8657 | 13.3121 | 17.3799 | 0 | 0.2926 | 1.9476
1995-02-28 02:00 | 296.9674 | 275.1181 | 0 | 48.3111 | 26.6959 | 1.8647 | 11.3569 | 18.8202 | 0 | 0.2926 | 5.2913
1995-02-28 03:00 | 279.9271 | 278.144 | 0 | 40.9675 | 25.9851 | 1.8601 | 9.2495 | 18.987 | 0 | 0.29232 | 14.7114
1995-02-28 04:00 | 297.1569 | 278.6009 | 0 | 44.1365 | 9.7354 | 1.856 | 8.8473 | 18.7497 | 0 | 0.29232 | 3.4084
1995-02-28 05:00 | 259.8904 | 277.9778 | 0.14232 | 33.8623 | 16.999 | 1.8365 | 9.2501 | 18.6147 | 0 | 0.26398 | 19.9291
1995-02-28 06:00 | 261.9115 | 282.4067 | 8.0405 | 36.7811 | 19.3471 | 1.8362 | 8.6581 | 18.8825 | 0 | 0.26019 | 3.7991
1995-02-28 07:00 | 277.4191 | 285.5531 | 66.9542 | 34.8301 | 20.5709 | 1.8383 | 7.9535 | 19.8297 | 0 | 0.12504 | 8.0545
1995-02-28 08:00 | 302.6188 | 282.4474 | 181.2162 | 37.6027 | 9.7354 | 1.7979 | 7.6797 | 19.3314 | 0 | 0.010121 | 2.6024
1995-02-28 09:00 | 240.7151 | 273.1623 | 268.627 | 35.597 | 9.7354 | 1.8018 | 7.6802 | 19.4229 | 0 | 0.010121 | 0.84599
1995-02-28 10:00 | 238.1537 | 273.6526 | 321.6989 | 32.1654 | 9.7354 | 1.7861 | 7.6975 | 19.4801 | 0 | 0.010121 | 10.4265
1995-02-28 11:00 | 226.4708 | 273.4828 | 352.1492 | 19.7122 | 9.7354 | 1.7889 | 7.6846 | 18.9903 | 0 | 0.010121 | 0.33359
1995-02-28 12:00 | 201.6003 | 270.2096 | 370.9769 | 26.2279 | 9.7354 | 1.7905 | 7.1872 | 17.4311 | 0 | 0.010121 | 12.5639
1995-02-28 13:00 | 227.2987 | 277.5707 | 324.9827 | 27.5431 | 9.7354 | 1.7921 | 7.2954 | 18.614 | 0 | 0.010121 | 1.2581
1995-02-28 14:00 | 217.6553 | 274.7793 | 322.7278 | 28.7143 | 9.7354 | 1.7943 | 7.5993 | 18.6609 | 0 | 0.010121 | 4.2307
1995-02-28 15:00 | 266.9144 | 273.0843 | 236.9131 | 20.8325 | 9.7354 | 1.8407 | 9.7508 | 18.6957 | 0 | 0.011441 | 7.5849
1995-02-28 16:00 | 274.7299 | 279.0576 | 127.7631 | 36.6975 | 9.7354 | 1.8664 | 13.9713 | 19.5587 | 0 | 0.19994 | 20.9952
1995-02-28 17:00 | 260.0748 | 282.4217 | 36.7587 | 55.0901 | 13.0473 | 1.8653 | 17.1465 | 19.6639 | 0 | 0.29708 | 30.5571
1995-02-28 18:00 | 270.2448 | 278.1104 | 1.1252 | 57.5486 | 31.0083 | 1.8635 | 13.9569 | 19.2746 | 0 | 0.29708 | 23.9143
1995-02-28 19:00 | 274.4639 | 279.5916 | 0 | 42.1812 | 38.5599 | 1.8627 | 12.5835 | 19.553 | 0 | 0.29708 | 31.4152
1995-02-28 20:00 | 258.6698 | 279.5544 | 0 | 49.482 | 38.2221 | 1.879 | 11.6107 | 19.3696 | 0 | 0.29708 | 43.1957
1995-02-28 21:00 | 254.1822 | 268.3124 | 0 | 54.3008 | 39.2902 | 1.8793 | 11.8405 | 17.8725 | 0 | 0.29708 | 39.6235
1995-02-28 22:00 | 274.7682 | 275.8137 | 0 | 55.4691 | 42.3326 | 1.8807 | 14.0026 | 19.6064 | 0 | 0.29708 | 11.4168
1995-02-28 23:00 | 263.5844 | 280.8298 | 0 | 46.595 | 40.7631 | 1.8878 | 10.0136 | 17.4276 | 0 | 0.29 | 13.8531
1995-03-01 | 264.506 | 275.7422 | 0 | 54.8647 | 29.9973 | 1.8931 | 18.5194 | 11.4332 | 0 | 0.29 | 18.3
1995-03-01 01:00 | 263.9367 | 282.3262 | 0 | 48.1594 | 31.6985 | 0.11399 | 13.5245 | 18.1693 | 0 | 0.29 | 27.1692
1995-03-01 02:00 | 261.6393 | 274.5066 | 0 | 39.9779 | 35.5317 | 1.8922 | 9.9367 | 17.0621 | 0 | 0.29 | 8.0554
1995-03-01 03:00 | 259.2193 | 282.9687 | 0 | 42.6211 | 16.4756 | 0.11399 | 8.529 | 18.6556 | 0 | 0.29 | 13.2415
1995-03-01 04:00 | 249.1769 | 279.9601 | 0 | 45.6725 | 9.7354 | 1.8811 | 12.1021 | 16.9662 | 0 | 0.29 | 5.3237
1995-03-01 05:00 | 259.2027 | 269.564 | 0.16262 | 44.1682 | 9.7354 | 0.11399 | 9.9149 | 11.5055 | 0 | 0.29 | 14.7648
1995-03-01 06:00 | 261.5515 | 274.6111 | 9.938 | 43.1043 | 9.7354 | 0.11399 | 9.343 | 13.5437 | 0 | 0.29 | 26.052
1995-03-01 07:00 | 272.4686 | 281.8173 | 78.458 | 41.8629 | 9.7354 | 0.11399 | 8.3909 | 19.8933 | 0 | 0.29866 | 17.4417
1995-03-01 08:00 | 267.6005 | 275.7158 | 215.7587 | 31.5478 | 9.7354 | 1.8539 | 8.1361 | 18.7498 | 0 | 0.016806 | 2.9937
1995-03-01 09:00 | 183.4465 | 273.1423 | 335.4905 | 38.2377 | 9.7354 | 1.8564 | 8.1457 | 20.0907 | 0 | 0.016806 | 2.5493
1995-03-01 10:00 | 205.9435 | 265.2944 | 396.7892 | 17.6475 | 9.7354 | 1.8078 | 8.1076 | 19.8515 | 0 | 0.016806 | 0.30119
1995-03-01 11:00 | 192.8188 | 253.6174 | 408.3878 | 35.9379 | 9.7354 | 0.052253 | 6.9791 | 12.0169 | 0 | 0.016806 | 0.44528
1995-03-01 12:00 | 212.0857 | 231.2299 | 385.6742 | 31.5496 | 9.7354 | 0.068917 | 7.5689 | 17.8528 | 0 | 0.016806 | 0.53331
1995-03-01 13:00 | 232.7902 | 220.5753 | 365.2776 | 24.6038 | 9.7354 | 1.8637 | 7.6788 | 19.2537 | 0 | 0.016806 | 0.77752
1995-03-01 14:00 | 249.9099 | 219.9946 | 307.785 | 32.5287 | 10.8752 | 1.8704 | 6.9384 | 18.0738 | 0 | 0.016806 | 1.5874
1995-03-01 15:00 | 263.2445 | 223.7609 | 274.0904 | 25.8931 | 10.421 | 1.8714 | 8.6495 | 19.2997 | 0 | 0.016806 | 1.2019
1995-03-01 16:00 | 302.4893 | 231.1413 | 137.9882 | 34.6995 | 9.7354 | 1.8712 | 10.131 | 19.6536 | 0 | 0.29866 | 28.0157
1995-03-01 17:00 | 308.8251 | 233.5547 | 37.3142 | 44.6573 | 9.7354 | 1.8293 | 14.6642 | 20.2276 | 0 | 0.29866 | 36.2446
1995-03-01 18:00 | 312.5716 | 239.2997 | 1.1636 | 58.8662 | 9.7354 | 1.8271 | 17.2351 | 20.1249 | 0 | 0.29866 | 38.1197
1995-03-01 19:00 | 315.5734 | 248.4008 | 0 | 46.0807 | 9.7354 | 1.8255 | 16.7945 | 20.1266 | 0 | 0.29866 | 44.1751
1995-03-01 20:00 | 310.9444 | 265.6334 | 0 | 49.9942 | 9.7354 | 1.8081 | 10.2177 | 20.0833 | 0 | 0.29866 | 35.4172
1995-03-01 21:00 | 306.824 | 273.9013 | 0 | 49.5147 | 25.058 | 1.8076 | 10.3382 | 20.0799 | 0 | 0.29893 | 20.0233
1995-03-01 22:00 | 298.1986 | 276.488 | 0 | 56.7502 | 10.5871 | 1.806 | 15.1216 | 19.8518 | 0 | 0.29893 | 14.9418
1995-03-01 23:00 | 292.5419 | 275.7741 | 0 | 39.2365 | 12.4175 | 1.8062 | 9.6382 | 19.8659 | 0 | 0.29027 | 19.9974
1995-03-02 | 287.1983 | 268.3782 | 0 | 57.838 | 18.8964 | 1.8063 | 9.2365 | 19.7309 | 0 | 0.13416 | 32.0495
1995-03-02 01:00 | 283.57 | 272.7985 | 0 | 65.8909 | 18.8964 | 1.8061 | 8.9374 | 19.4561 | 0 | 0.13416 | 6.4949
1995-03-02 02:00 | 274.5135 | 263.057 | 0 | 57.6897 | 18.8964 | 1.8054 | 8.9387 | 19.3777 | 0 | 0.13416 | 7.5233
1995-03-02 03:00 | 268.6441 | 272.718 | 0 | 47.6625 | 18.8964 | 1.8016 | 8.5481 | 19.4302 | 0 | 0.13416 | 9.9287
1995-03-02 04:00 | 274.8407 | 275.506 | 0 | 38.5948 | 18.8964 | 0.068917 | 8.828 | 19.0232 | 0 | 0.13416 | 3.5902
1995-03-02 05:00 | 271.3539 | 278.656 | 0.18261 | 36.1191 | 18.8964 | 1.8098 | 8.5914 | 19.2644 | 0 | 0.13416 | 6.0439
1995-03-02 06:00 | 274.2083 | 284.4779 | 9.8512 | 51.8091 | 18.8964 | 1.8091 | 8.8733 | 19.681 | 0 | 0.13416 | 4.2579
1995-03-02 07:00 | 269.9974 | 279.7143 | 59.0455 | 65.7363 | 18.8964 | 1.8173 | 9.3117 | 19.6994 | 0 | 0.13482 | 15.9246
1995-03-02 08:00 | 253.8914 | 271.1969 | 164.968 | 44.6449 | 18.8964 | 1.8192 | 8.2772 | 19.9634 | 0 | 0.1297 | 3.356
1995-03-02 09:00 | 216.4504 | 270.6153 | 262.8611 | 37.3794 | 18.8964 | 1.8215 | 8.2893 | 19.9415 | 0 | 0.1297 | 0.13362
1995-03-02 10:00 | 190.2127 | 257.3984 | 342.4456 | 29.4486 | 18.8964 | 1.8692 | 5.9348 | 13.1764 | 0 | 0.1297 | 0.85419
1995-03-02 11:00 | 195.8124 | 235.5171 | 389.1269 | 28.6617 | 18.8964 | 0.13066 | 5.5776 | 16.8534 | 0 | 0.1297 | 1.3649
1995-03-02 12:00 | 207.9381 | 243.0668 | 373.7096 | 19.8024 | 18.8964 | 0.13066 | 7.7288 | 18.6236 | 0 | 0.1297 | 0.61521
1995-03-02 13:00 | 203.1535 | 251.2605 | 371.6526 | 26.2033 | 18.8964 | 0.13066 | 5.6799 | 12.334 | 0 | 0.13482 | 0.19157
1995-03-02 14:00 | 234.052 | 254.1203 | 310.2683 | 23.3204 | 18.8964 | 1.9148 | 6.9501 | 18.3975 | 0 | 0.13482 | 0.30119
1995-03-02 15:00 | 233.8472 | 247.3935 | 252.4791 | 34.5832 | 18.8964 | 0.63299 | 10.0856 | 18.45 | 0 | 0.13482 | 3.9494
1995-03-02 16:00 | 274.7911 | 252.8998 | 133.8274 | 48.2355 | 16.1315 | 1.9165 | 11.4318 | 20.0255 | 0 | 0.13482 | 14.581
1995-03-02 17:00 | 284.8476 | 256.5203 | 37.7592 | 57.3397 | 13.3024 | 1.9148 | 12.0692 | 20.0734 | 0 | 0.13482 | 31.1363
1995-03-02 18:00 | 282.1793 | 261.8484 | 1.0199 | 61.5632 | 10.3141 | 1.9125 | 12.203 | 20.118 | 0 | 0.13482 | 58.7358
1995-03-02 19:00 | 288.4925 | 258.5653 | 0 | 68.8701 | 9.7354 | 1.9105 | 12.2376 | 20.132 | 0 | 0.13482 | 49.3934
1995-03-02 20:00 | 294.9197 | 251.5922 | 0 | 73.8302 | 9.7354 | 1.9084 | 12.2081 | 20.1323 | 0 | 0.13482 | 55.5032
1995-03-02 21:00 | 297.3098 | 249.4339 | 0 | 74.069 | 10.4828 | 1.9066 | 11.9801 | 19.9466 | 0 | 0.13482 | 47.547
1995-03-02 22:00 | 302.9825 | 248.5152 | 0 | 75.8627 | 14.9491 | 1.9076 | 11.763 | 19.7714 | 0 | 0.13482 | 26.0341
1995-03-02 23:00 | 301.7186 | 239.8063 | 0 | 56.4868 | 16.2604 | 1.8806 | 11.2986 | 19.6299 | 0 | 0.13416 | 22.9145
1995-03-03 | 301.1877 | 234.2113 | 0 | 45.081 | 39.5126 | 1.8021 | 17.1222 | 19.3003 | 0 | 0.13416 | 25.7399
1995-03-03 01:00 | 299.4813 | 236.0117 | 0 | 55.4389 | 24.1641 | 1.8018 | 16.697 | 19.3389 | 0 | 0.13416 | 14.73
1995-03-03 02:00 | 302.0766 | 248.8348 | 0 | 45.9151 | 20.1599 | 1.8009 | 16.2853 | 19.2853 | 0 | 0.13416 | 2.3396
1995-03-03 03:00 | 302.3971 | 256.5817 | 0 | 33.5467 | 19.7355 | 1.7828 | 16.248 | 19.2856 | 0 | 0.13416 | 2.8374
1995-03-03 04:00 | 305.9007 | 260.1273 | 0 | 31.2896 | 18.8964 | 1.777 | 13.3037 | 19.3635 | 0 | 0.13416 | 1.291
1995-03-03 05:00 | 304.005 | 263.8592 | 0.18098 | 26.3293 | 18.8964 | 1.7724 | 8.7406 | 19.514 | 0 | 0.016146 | 0.32723
1995-03-03 06:00 | 303.638 | 259.8608 | 5.4625 | 27.6457 | 18.8964 | 1.7485 | 8.312 | 19.56 | 0 | 0.016146 | 0.18303
1995-03-03 07:00 | 306.0957 | 266.5473 | 56.4841 | 40.1563 | 18.8964 | 1.7375 | 8.5551 | 19.7518 | 0 | 0.016806 | 0.58312
1995-03-03 08:00 | 287.8596 | 259.0179 | 162.5816 | 30.4446 | 18.8964 | 1.741 | 7.819 | 19.8128 | 0 | 0.011692 | 0.30119
1995-03-03 09:00 | 278.5659 | 243.5571 | 235.2094 | 33.7588 | 18.8964 | 1.745 | 7.8724 | 19.7765 | 0 | 0.011692 | 0.051419
1995-03-03 10:00 | 244.4871 | 239.7007 | 332.0528 | 29.1889 | 18.8964 | 1.7474 | 7.582 | 19.0645 | 0 | 0.011692 | 0
1995-03-03 11:00 | 237.202 | 245.3377 | 366.1711 | 31.1197 | 18.8964 | 1.7497 | 7.7932 | 19.6526 | 0 | 0.011692 | 0
1995-03-03 12:00 | 249.7002 | 239.355 | 348.4943 | 22.4542 | 18.8964 | 1.7512 | 5.5045 | 18.6622 | 0 | 0.011692 | 1.3539
1995-03-03 13:00 | 248.5618 | 224.6909 | 342.8197 | 29.9521 | 18.8964 | 1.7523 | 7.5499 | 19.5502 | 0 | 0.011692 | 1.4576
1995-03-03 14:00 | 250.1044 | 232.168 | 279.7998 | 33.7551 | 20.0764 | 1.7534 | 7.5971 | 19.5494 | 0 | 0.011692 | 0.63244
1995-03-03 15:00 | 256.818 | 241.2393 | 203.1138 | 37.6336 | 21.1917 | 1.7535 | 11.3731 | 19.2693 | 0 | 0.011692 | 0.33118
1995-03-03 16:00 | 280.4312 | 243.1677 | 91.2668 | 42.6913 | 32.0944 | 1.7532 | 15.2731 | 19.1722 | 0 | 0.016806 | 4.9007
1995-03-03 17:00 | 270.1208 | 246.805 | 27.1873 | 35.2071 | 70.7237 | 1.7522 | 15.7728 | 20.1177 | 0 | 0.016806 | 8.4032
1995-03-03 18:00 | 269.7404 | 247.02 | 0.22234 | 34.731 | 71.3189 | 1.7457 | 16.6665 | 20.1774 | 0 | 0.016806 | 8.4409
1995-03-03 19:00 | 264.8981 | 239.4347 | 0 | 40.5889 | 71.3714 | 1.7413 | 16.8322 | 20.1918 | 0 | 0.016806 | 10.6567
1995-03-03 20:00 | 255.5299 | 229.7985 | 0 | 35.4528 | 72.6255 | 1.7412 | 17.1854 | 20.1378 | 0 | 0.016806 | 8.5388
1995-03-03 21:00 | 247.1278 | 218.1844 | 0 | 44.9547 | 74.4179 | 1.7407 | 16.9857 | 19.9106 | 0 | 0.016806 | 9.2053
1995-03-03 22:00 | 245.2446 | 224.7835 | 0 | 42.2034 | 77.5794 | 1.7417 | 16.5285 | 19.7443 | 0 | 0.016806 | 4.203
1995-03-03 23:00 | 233.9111 | 213.7233 | 0 | 42.851 | 79.1886 | 1.7418 | 16.1145 | 19.5957 | 0 | 0.01527 | 5.9802
1995-03-04 | 219.8864 | 206.1187 | 0 | 53.135 | 81.566 | 1.7419 | 15.6128 | 19.6039 | 0 | 0.01527 | 38.2541
1995-03-04 01:00 | 215.7712 | 203.1654 | 0 | 56.5405 | 81.566 | 1.7415 | 15.2702 | 19.5505 | 0 | 0.01527 | 20.9818
1995-03-04 02:00 | 209.3137 | 198.9959 | 0 | 49.3504 | 81.566 | 1.7407 | 15.4359 | 19.5029 | 0 | 0.01527 | 19.3102
1995-03-04 03:00 | 205.432 | 194.2365 | 0 | 42.8183 | 81.566 | 1.7366 | 15.2831 | 19.3696 | 0 | 0.01527 | 24.1777
1995-03-04 04:00 | 202.618 | 191.5332 | 0 | 34.1489 | 81.566 | 1.7291 | 15.0606 | 19.4131 | 0 | 0.01527 | 13.8694
1995-03-04 05:00 | 194.8735 | 184.9571 | 0.16135 | 27.0553 | 81.566 | 1.7254 | 15.1569 | 19.5065 | 0 | 0.01527 | 17.3996
1995-03-04 06:00 | 189.3997 | 172.4319 | 7.7962 | 42.2529 | 73.5967 | 1.7248 | 14.9751 | 19.661 | 0 | 0.01527 | 10.8662
1995-03-04 07:00 | 186.32 | 150.2513 | 56.5418 | 40.0834 | 75.3467 | 1.7261 | 15.0464 | 19.921 | 0 | 0.016806 | 23.7773
1995-03-04 08:00 | 171.0141 | 131.8257 | 173.0109 | 36.1378 | 54.4445 | 1.7292 | 14.6392 | 19.9281 | 0 | 0.011692 | 0.060002
1995-03-04 09:00 | 155.1608 | 113.278 | 290.9198 | 32.5442 | 26.4143 | 1.7324 | 12.7127 | 18.9127 | 0 | 0.011692 | 2.9797
1995-03-04 10:00 | 147.2593 | 108.6687 | 377.1168 | 26.2024 | 26.9216 | 1.7376 | 14.7502 | 19.5441 | 0 | 0.011692 | 0.07
1995-03-04 11:00 | 138.5005 | 97.9428 | 411.1839 | 32.7647 | 26.214 | 1.7417 | 12.4574 | 18.4989 | 0 | 0.011692 | 0
1995-03-04 12:00 | 139.2331 | 97.3137 | 409.918 | 34.2644 | 26.0636 | 1.7438 | 12.5463 | 18.7436 | 0 | 0.011692 | 0
1995-03-04 13:00 | 139.7933 | 112.2358 | 365.5898 | 31.665 | 23.0492 | 1.7351 | 12.5297 | 18.7292 | 0 | 0.011692 | 0
1995-03-04 14:00 | 132.3375 | 103.6043 | 346.6642 | 32.7838 | 26.4822 | 1.7371 | 12.4055 | 18.4771 | 0 | 0.011692 | 4.7894
1995-03-04 15:00 | 146.68 | 112.4919 | 247.9325 | 52.2061 | 32.9562 | 1.7378 | 12.4615 | 18.5458 | 0 | 0.011692 | 4.253
1995-03-04 16:00 | 179.4131 | 134.5041 | 123.2026 | 56.834 | 38.6595 | 1.7374 | 15.3294 | 19.5648 | 0 | 0.016806 | 11.6799
1995-03-04 17:00 | 178.2234 | 150.2835 | 32.0236 | 44.1934 | 79.8455 | 1.7357 | 15.3845 | 19.5782 | 0 | 0.016806 | 40.0598
1995-03-04 18:00 | 175.905 | 167.1461 | 0.045288 | 60.5452 | 80.3146 | 1.7314 | 15.4771 | 19.6327 | 0 | 0.016806 | 33.0283
1995-03-04 19:00 | 174.8327 | 189.7027 | 0 | 56.0299 | 81.566 | 1.7297 | 15.6904 | 20.0434 | 0 | 0.016806 | 31.8614
1995-03-04 20:00 | 184.4171 | 207.3419 | 0 | 58.5842 | 71.8218 | 1.7296 | 15.6099 | 19.8995 | 0 | 0.016806 | 39.6651
1995-03-04 21:00 | 191.5474 | 222.4856 | 0 | 47.0385 | 78.2822 | 1.7291 | 15.531 | 19.824 | 0 | 0.016806 | 27.6159
1995-03-04 22:00 | 214.4119 | 228.2907 | 0 | 38.4043 | 76.2196 | 1.7301 | 15.4083 | 19.6923 | 0 | 0.016806 | 11.2917
1995-03-04 23:00 | 227.2796 | 228.4411 | 0 | 48.1796 | 55.7581 | 1.7303 | 15.2643 | 19.593 | 0 | 0.016146 | 6.2365
1995-03-05 | 236.6261 | 234.7792 | 0 | 53.7813 | 61.9737 | 1.8048 | 18.2628 | 19.7795 | 0 | 0.13416 | 17.9934
1995-03-05 01:00 | 242.123 | 245.6099 | 0 | 41.8281 | 62.5467 | 1.767 | 18.5532 | 19.7427 | 0 | 0.13416 | 3.6935
1995-03-05 02:00 | 250.6343 | 251.0657 | 0 | 20.9251 | 64.7514 | 1.7658 | 17.1679 | 19.6639 | 0 | 0.13416 | 3.6224
1995-03-05 03:00 | 260.8303 | 258.8743 | 0 | 35.4528 | 38.1429 | 1.7781 | 15.9582 | 19.9125 | 0 | 0.13416 | 3.6409
1995-03-05 04:00 | 270.1389 | 260.1562 | 0 | 28.4396 | 33.254 | 1.777 | 16.2627 | 20.0653 | 0 | 0.13416 | 2.7034
1995-03-05 05:00 | 279.0908 | 260.0744 | 0.18013 | 39.9461 | 34.254 | 1.7739 | 17.6222 | 20.1413 | 0 | 0.13416 | 4.4336
1995-03-05 06:00 | 284.752 | 259.4282 | 9.7942 | 45.9169 | 45.3645 | 1.7727 | 19.5838 | 20.3236 | 0 | 0.13416 | 7.3602
1995-03-05 07:00 | 288.4135 | 256.4852 | 79.3931 | 30.3315 | 53.9495 | 1.7737 | 19.1882 | 20.5514 | 0 | 0.13482 | 2.5247
1995-03-05 08:00 | 281.0339 | 257.177 | 172.3832 | 39.6627 | 35.253 | 1.796 | 20.557 | 20.6281 | 0 | 0.13482 | 0.089054
1995-03-05 09:00 | 265.6924 | 249.321 | 255.8597 | 31.5849 | 33.9095 | 1.7984 | 20.8621 | 20.5859 | 0 | 0.13482 | 0.11778
1995-03-05 10:00 | 273.9699 | 224.0281 | 306.7109 | 30.507 | 32.6124 | 1.8001 | 20.8769 | 20.6252 | 0 | 0.13482 | 3.4408
1995-03-05 11:00 | 263.6798 | 221.5484 | 338.8785 | 29.8464 | 32.6433 | 1.802 | 20.8932 | 20.5954 | 0 | 0.13482 | 5.2424
1995-03-05 12:00 | 286.1709 | 224.6477 | 310.2265 | 31.5472 | 32.8256 | 1.8043 | 20.8518 | 20.5134 | 0 | 0.13482 | 1.6203
1995-03-05 13:00 | 295.0025 | 234.2856 | 273.6112 | 26.9166 | 34.254 | 1.7705 | 20.7681 | 20.4163 | 0 | 0.13482 | 1.712
1995-03-05 14:00 | 288.5318 | 235.1767 | 224.6097 | 34.3284 | 34.254 | 1.7715 | 20.6757 | 20.4848 | 0 | 0.13482 | 0.97219
1995-03-05 15:00 | 294.182 | 235.1446 | 153.5309 | 40.0174 | 34.254 | 1.7708 | 20.6889 | 20.6436 | 0 | 0.13482 | 2.035
1995-03-05 16:00 | 307.604 | 232.769 | 62.698 | 54.7757 | 34.6352 | 1.7931 | 20.7526 | 20.7034 | 0 | 0.29866 | 10.3253
1995-03-05 17:00 | 311.0351 | 233.7636 | 9.8117 | 54.8372 | 43.7323 | 1.7906 | 19.7202 | 20.826 | 0 | 0.29866 | 19.4152
1995-03-05 18:00 | 318.625 | 225.5224 | 0.32523 | 43.9013 | 55.1233 | 1.7886 | 17.546 | 20.7742 | 0 | 0.29866 | 22.5685
1995-03-05 19:00 | 317.5455 | 227.8736 | 0 | 51.1327 | 45.7412 | 1.7875 | 18.2352 | 20.9189 | 0 | 0.29866 | 29.3613
1995-03-05 20:00 | 316.7183 | 227.0285 | 0 | 40.0983 | 55.6613 | 1.7866 | 17.9893 | 20.8609 | 0 | 0.29866 | 18.7993
1995-03-05 21:00 | 317.0967 | 227.5819 | 0 | 50.4302 | 45.4005 | 1.74 | 18.6213 | 20.6524 | 0 | 0.29866 | 12.5459
1995-03-05 22:00 | 311.8524 | 225.3921 | 0 | 39.4466 | 62.6642 | 1.7399 | 17.4535 | 20.4999 | 0 | 0.29893 | 10.3915
1995-03-05 23:00 | 302.8817 | 226.341 | 0 | 49.1358 | 43.2824 | 1.737 | 17.2381 | 20.3476 | 0 | 0.29 | 5.7304
1995-03-06 | 298.0857 | 222.1933 | 0 | 59.6004 | 46.3399 | 1.7384 | 19.5573 | 20.2194 | 0 | 0.29027 | 2.273
1995-03-06 01:00 | 296.826 | 216.7701 | 0 | 58.7919 | 41.13 | 1.7384 | 18.6913 | 20.2762 | 0 | 0.29027 | 0.14161
1995-03-06 02:00 | 289.52 | 215.3225 | 0 | 56.983 | 43.4419 | 1.7375 | 17.398 | 20.0989 | 0 | 0.20085 | 0.23788
1995-03-06 03:00 | 284.2253 | 218.8798 | 0 | 57.5363 | 38.6137 | 1.7334 | 16.7085 | 20.0862 | 0 | 0.20085 | 0.74104
1995-03-06 04:00 | 277.9312 | 221.7066 | 0 | 52.0881 | 34.254 | 1.7289 | 17.0891 | 20.1292 | 0 | 0.20085 | 0.13918
1995-03-06 05:00 | 273.3861 | 220.3125 | 0.17213 | 56.5816 | 38.5392 | 1.7259 | 16.8416 | 20.227 | 0 | 0.20085 | 1.5304
1995-03-06 06:00 | 267.8049 | 219.5872 | 11.112 | 72.3315 | 35.8463 | 1.7246 | 17.2174 | 20.3899 | 0 | 0.29 | 6.9185
1995-03-06 07:00 | 263.0168 | 221.4474 | 65.0465 | 70.6293 | 36.748 | 1.7263 | 17.5757 | 20.4509 | 0 | 0.20151 | 7.148
1995-03-06 08:00 | 255.755 | 220.0605 | 158.2879 | 55.4403 | 34.254 | 1.7285 | 17.6689 | 20.4933 | 0 | 0.20151 | 3.7045
1995-03-06 09:00 | 262.2481 | 218.5852 | 242.5771 | 46.5032 | 34.254 | 1.7313 | 17.8012 | 20.3779 | 0 | 0.20151 | 0
1995-03-06 10:00 | 253.5032 | 212.6483 | 304.6037 | 42.3715 | 34.254 | 1.7345 | 17.9964 | 20.3221 | 0 | 0.20151 | 0.026371
1995-03-06 11:00 | 212.1928 | 210.2623 | 376.9608 | 58.2252 | 82.566 | 1.7367 | 17.2239 | 20.1752 | 0 | 0.20151 | 0
1995-03-06 12:00 | 209.8785 | 213.2211 | 384.7102 | 55.6842 | 36.8385 | 1.7387 | 16.1168 | 20.1786 | 0 | 0.20151 | 0.36867
1995-03-06 13:00 | 211.8238 | 213.5674 | 374.0181 | 57.2978 | 82.566 | 1.7411 | 16.0034 | 20.1493 | 0 | 0.20151 | 0.70355
1995-03-06 14:00 | 214.4361 | 220.2574 | 335.7722 | 60.499 | 82.566 | 1.7422 | 16.191 | 20.2054 | 0 | 0.20151 | 0.31169
1995-03-06 15:00 | 239.2248 | 227.5032 | 245.4339 | 54.5846 | 82.566 | 1.7444 | 16.7781 | 20.2751 | 0 | 0.20151 | 0.60319
1995-03-06 16:00 | 266.9203 | 237.601 | 120.4106 | 64.7243 | 82.566 | 1.7482 | 18.1864 | 20.3724 | 0 | 0.20151 | 4.99
1995-03-06 17:00 | 263.3602 | 242.9523 | 29.9051 | 68.8682 | 82.566 | 1.7467 | 25.0441 | 20.5037 | 0 | 0.29866 | 19.5402
1995-03-06 18:00 | 259.0057 | 246.5403 | 0.68418 | 71.9942 | 82.566 | 1.736 | 28.0994 | 20.6554 | 0 | 0.29866 | 19.1015
1995-03-06 19:00 | 260.6424 | 249.1517 | 0 | 65.0062 | 82.566 | 1.7341 | 20.2005 | 20.677 | 0 | 0.29866 | 28.8055
1995-03-06 20:00 | 262.8188 | 247.7132 | 0 | 65.805 | 82.566 | 1.7127 | 25.7019 | 20.663 | 0 | 0.29866 | 17.177
1995-03-06 21:00 | 257.859 | 246.5603 | 0 | 69.9325 | 81.0763 | 1.7564 | 23.53 | 20.5707 | 0 | 0.29866 | 19.6228
1995-03-06 22:00 | 259.3441 | 243.0951 | 0 | 75.4783 | 80.1201 | 1.7573 | 19.668 | 20.4447 | 0 | 0.29866 | 28.7364
1995-03-06 23:00 | 245.6233 | 242.4534 | 0 | 84.751 | 81.953 | 1.7565 | 16.3761 | 20.2849 | 0 | 0.29 | 11.5385
1995-03-07 | 241.1243 | 238.7077 | 0 | 65.4658 | 70.6848 | 1.7588 | 18.8112 | 20.2467 | 0 | 0.29 | 23.8828
1995-03-07 01:00 | 235.156 | 234.077 | 0 | 61.8261 | 71.9097 | 1.7586 | 16.3493 | 20.196 | 0 | 0.29 | 5.4759
1995-03-07 02:00 | 231.3745 | 243.1245 | 0 | 63.8082 | 69.9571 | 1.7575 | 19.1056 | 20.1883 | 0 | 0.29 | 5.3953
1995-03-07 03:00 | 226.862 | 255.1593 | 0 | 53.4122 | 68.1038 | 1.7524 | 15.8625 | 20.2518 | 0 | 0.29 | 1.4999
1995-03-07 04:00 | 226.2145 | 259.8531 | 0 | 47.0274 | 54.2112 | 1.7471 | 11.0955 | 20.1476 | 0 | 0.29 | 8.784
1995-03-07 05:00 | 223.8546 | 258.1684 | 0.19248 | 57.3091 | 46.3021 | 1.7431 | 9.5208 | 20.1664 | 0 | 0.29 | 12.7925
1995-03-07 06:00 | 218.715 | 259.8992 | 13.4301 | 57.645 | 50.8964 | 1.7422 | 10.6095 | 20.2096 | 0 | 0.29 | 1.8754
1995-03-07 07:00 | 218.8549 | 250.6116 | 102.8764 | 58.4164 | 47.7719 | 1.7437 | 15.2914 | 20.2355 | 0 | 0.13482 | 27.3254
1995-03-07 08:00 | 212.9994 | 244.8754 | 250.0487 | 44.1559 | 18.8263 | 1.7469 | 14.9331 | 20.1866 | 0 | 0.016806 | 2.5556
1995-03-07 09:00 | 178.3402 | 242.8504 | 388.3637 | 31.1654 | 24.1975 | 1.7585 | 7.8104 | 20.1304 | 0 | 0.016806 | 0
1995-03-07 10:00 | 145.3266 | 258.8612 | 442.2804 | 26.1651 | 17.2443 | 1.7621 | 7.6918 | 19.3017 | 0 | 0.016806 | 0.092676
1995-03-07 11:00 | 158.67 | 262.9242 | 454.4841 | 21.7902 | 23.6787 | 1.765 | 6.8355 | 18.1006 | 0 | 0.016806 | 0.01952
1995-03-07 12:00 | 170.7823 | 261.4502 | 459.9439 | 16.6491 | 25.3864 | 1.767 | 4.687 | 17.658 | 0 | 0.016806 | 0
1995-03-07 13:00 | 170.2718 | 260.2018 | 438.0217 | 23.2743 | 27.9542 | 1.7855 | 6.3437 | 18.5339 | 0 | 0.016806 | 0
1995-03-07 14:00 | 170.9767 | 249.4931 | 381.1575 | 31.492 | 30.2875 | 1.7869 | 9.0669 | 20.1806 | 0 | 0.016806 | 0
1995-03-07 15:00 | 215.6747 | 247.707 | 265.3905 | 30.7437 | 32.3876 | 1.7874 | 11.5104 | 20.144 | 0 | 0.016806 | 0.13026
1995-03-07 16:00 | 220.0516 | 257.2816 | 159.8408 | 37.7142 | 31.3155 | 1.787 | 11.4327 | 19.4807 | 0 | 0.20151 | 24.9892
1995-03-07 17:00 | 242.3376 | 261.9037 | 47.9134 | 47.6537 | 30.4035 | 1.786 | 14.9788 | 20.558 | 0 | 0.29866 | 43.5082
1995-03-07 18:00 | 260.4877 | 264.0819 | 2.5487 | 49.1171 | 30.7018 | 1.7845 | 15.2668 | 20.6452 | 0 | 0.29866 | 55.4877
1995-03-07 19:00 | 277.4122 | 265.0673 | 0 | 44.4582 | 31.1412 | 1.8105 | 24.4172 | 20.6953 | 0 | 0.29866 | 39.2525
1995-03-07 20:00 | 282.695 | 257.273 | 0 | 53.7493 | 32.3148 | 1.8104 | 24.881 | 20.6462 | 0 | 0.29866 | 40.4655
1995-03-07 21:00 | 285.0057 | 266.2772 | 0 | 54.5843 | 36.26 | 1.81 | 15.4439 | 20.6207 | 0 | 0.29866 | 35.5979
1995-03-07 22:00 | 290.2942 | 266.9488 | 0 | 40.4539 | 56.1429 | 1.8112 | 15.0917 | 20.5364 | 0 | 0.29866 | 17.5218
1995-03-07 23:00 | 289.1612 | 265.5307 | 0 | 46.902 | 40.183 | 1.8115 | 17.6051 | 20.3807 | 0 | 0.33117 | 14.8451
1995-03-08 | 290.9787 | 266.4179 | 0 | 46.1727 | 82.566 | 1.8116 | 32.2942 | 20.2857 | 0 | 0.30342 | 9.5433
1995-03-08 01:00 | 288.9977 | 261.1096 | 0 | 45.0785 | 68.4238 | 1.8113 | 32.4062 | 20.2722 | 0 | 0.29457 | 12.4914
1995-03-08 02:00 | 287.6114 | 260.0121 | 0 | 47.6678 | 72.6818 | 1.8102 | 25.954 | 20.2961 | 0 | 0.29437 | 5.4067
1995-03-08 03:00 | 286.8851 | 258.7625 | 0 | 43.1003 | 63.8878 | 1.8053 | 25.2839 | 20.2831 | 0 | 0.30313 | 10.5428
1995-03-08 04:00 | 285.8315 | 261.1095 | 0 | 32.1239 | 61.9392 | 1.8003 | 25.6078 | 20.3305 | 0 | 0.2975 | 6.2445
1995-03-08 05:00 | 284.3919 | 263.4306 | 0.21336 | 44.3617 | 47.3669 | 1.7967 | 25.6342 | 20.4515 | 0 | 0.29641 | 10.3523
1995-03-08 06:00 | 284.9102 | 259.8695 | 16.6795 | 38.5071 | 59.0737 | 2.1109 | 29.4666 | 20.5754 | 0 | 0.30034 | 10.7794
1995-03-08 07:00 | 274.566 | 249.4962 | 96.8384 | 44.2067 | 61.7438 | 2.0975 | 25.6101 | 20.8199 | 0 | 0.22021 | 11.3938
1995-03-08 08:00 | 259.6236 | 236.6237 | 214.1813 | 43.865 | 58.3956 | 2.1008 | 23.2931 | 20.8579 | 0 | 0.18911 | 7.0099
1995-03-08 09:00 | 226.052 | 240.2926 | 315.838 | 37.7045 | 34.254 | 2.1035 | 21.8552 | 20.6905 | 0 | 1.3067 | 4.6426
1995-03-08 10:00 | 244.996 | 236.8952 | 366.4499 | 33.3775 | 34.254 | 2.1069 | 21.3911 | 20.6639 | 0 | 1.2183 | 0
1995-03-08 11:00 | 217.5738 | 235.1515 | 427.827 | 28.6453 | 34.1644 | 2.0646 | 20.9021 | 20.5918 | 0 | 1.3568 | 0
1995-03-08 12:00 | 210.9467 | 224.2944 | 430.6801 | 27.4069 | 34.254 | 2.0663 | 20.7621 | 20.5002 | 0 | 1.6778 | 0
1995-03-08 13:00 | 196.696 | 226.3791 | 409.13 | 28.8801 | 34.254 | 2.0618 | 20.759 | 20.496 | 0 | 1.6812 | 0
1995-03-08 14:00 | 198.9829 | 231.5438 | 349.7465 | 27.2935 | 34.254 | 2.0632 | 20.9832 | 20.5978 | 0 | 1.7352 | 2.1662
1995-03-08 15:00 | 204.4597 | 237.6805 | 252.3874 | 32.5861 | 34.254 | 2.0733 | 31.8026 | 20.6374 | 0 | 1.7478 | 1.0445
1995-03-08 16:00 | 217.1615 | 233.4781 | 135.6584 | 42.4213 | 45.957 | 2.0843 | 31.5384 | 20.7173 | 0 | 1.8114 | 11.8112
1995-03-08 17:00 | 216.8873 | 220.6269 | 44.8367 | 41.2367 | 81.0023 | 2.4723 | 48.6724 | 20.7593 | 0 | 1.8041 | 7.8845
1995-03-08 18:00 | 209.6079 | 210.9625 | 2.5308 | 53.0013 | 82.566 | 2.8851 | 50.1841 | 20.8065 | 0 | 3.3544 | 9.6717
1995-03-08 19:00 | 206.9752 | 204.254 | 0 | 54.8998 | 82.566 | 3.0631 | 49.5468 | 20.8018 | 0 | 3.3607 | 12.6105
1995-03-08 20:00 | 201.669 | 185.4817 | 0 | 66.223 | 82.566 | 3.0628 | 52.783 | 20.7433 | 0 | 3.3615 | 10.8377
1995-03-08 21:00 | 194.2084 | 172.1966 | 0 | 65.4134 | 82.566 | 3.1029 | 49.1499 | 20.6953 | 0 | 3.3622 | 22.9833
1995-03-08 22:00 | 193.2836 | 163.4369 | 0 | 70.3618 | 82.566 | 3.104 | 53.9275 | 20.5127 | 0 | 3.3538 | 11.5693
1995-03-08 23:00 | 183.3382 | 154.6771 | 0 | 75.1745 | 82.566 | 3.2423 | 49.4349 | 20.3975 | 0 | 3.3557 | 9.047
1995-03-09 | 172.1785 | 144.6067 | 0 | 60.5058 | 82.566 | 2.4001 | 25.9306 | 20.3373 | 0 | 1.8474 | 47.0121
1995-03-09 01:00 | 160.792 | 141.404 | 0 | 63.9995 | 82.566 | 2.3997 | 24.1355 | 20.3531 | 0 | 1.7955 | 21.2152
1995-03-09 02:00 | 155.2931 | 140.9906 | 0 | 61.384 | 83.664 | 2.3985 | 24.2116 | 20.2973 | 0 | 1.7953 | 25.295
1995-03-09 03:00 | 150.588 | 140.7343 | 0 | 54.9436 | 83.664 | 2.3933 | 22.9385 | 20.2912 | 0 | 1.8059 | 35.3182
1995-03-09 04:00 | 149.5748 | 135.5826 | 0 | 50.6731 | 83.664 | 2.3878 | 23.0403 | 20.3134 | 0 | 1.7707 | 28.745
1995-03-09 05:00 | 150.2075 | 131.8977 | 0.31172 | 55.8043 | 83.664 | 2.4006 | 25.1204 | 20.3664 | 0 | 1.7545 | 20.3047
1995-03-09 06:00 | 149.7222 | 130.0201 | 16.7856 | 56.2901 | 83.664 | 2.4164 | 22.2876 | 20.6192 | 0 | 0.64032 | 29.7118
1995-03-09 07:00 | 147.5129 | 126.5886 | 105.1012 | 64.5117 | 83.664 | 1.9291 | 22.8376 | 20.6857 | 0 | 0.27806 | 9.8997
1995-03-09 08:00 | 140.0748 | 124.8511 | 261.2189 | 45.1255 | 83.664 | 1.9227 | 22.443 | 20.7525 | 0 | 0.15355 | 0.07
1995-03-09 09:00 | 118.3071 | 128.0478 | 398.9371 | 21.8957 | 71.5664 | 1.9255 | 22.0594 | 20.6841 | 0 | 0.11266 | 0
1995-03-09 10:00 | 108.1206 | 132.7358 | 481.2809 | 35.0624 | 40.4624 | 1.929 | 21.3909 | 20.6037 | 0 | 0.11856 | 0.096435
1995-03-09 11:00 | 114.057 | 146.6166 | 506.6148 | 22.0432 | 40.1211 | 1.9788 | 21.1143 | 20.2357 | 0 | 0.096771 | 0
1995-03-09 12:00 | 113.8845 | 146.6317 | 495.9342 | 32.5903 | 33.6834 | 1.9808 | 20.945 | 20.4582 | 0 | 0.10572 | 0
1995-03-09 13:00 | 112.501 | 151.4133 | 465.5234 | 35.3513 | 34.9023 | 1.9823 | 21.1045 | 20.5075 | 0 | 0.11497 | 0.17905
1995-03-09 14:00 | 123.7057 | 143.7003 | 419.1353 | 25.5303 | 31.0544 | 1.9837 | 19.9059 | 19.2607 | 0 | 0.096979 | 0
1995-03-09 15:00 | 126.0531 | 129.587 | 316.2686 | 37.0271 | 51.6804 | 1.9842 | 22.748 | 19.6196 | 0 | 0.14128 | 5.3031
1995-03-09 16:00 | 133.7208 | 132.1032 | 184.5089 | 66.1235 | 60.6737 | 2.1722 | 31.4988 | 20.637 | 0 | 0.51011 | 13.3473
1995-03-09 17:00 | 142.125 | 131.9177 | 57.804 | 69.6536 | 79.3756 | 2.1713 | 39.0855 | 20.6954 | 0 | 0.54361 | 38.8437
1995-03-09 18:00 | 157.082 | 136.7419 | 3.4158 | 68.0019 | 78.8654 | 2.153 | 34.7521 | 20.75 | 0 | 0.54889 | 77.9493
1995-03-09 19:00 | 171.4482 | 140.3222 | 0 | 65.9268 | 78.2375 | 2.1517 | 46.8087 | 20.7968 | 0 | 0.55651 | 71.0805
1995-03-09 20:00 | 182.1607 | 142.6171 | 0 | 51.7552 | 78.5202 | 2.1516 | 38.5892 | 20.7529 | 0 | 0.55749 | 78.3639
1995-03-09 21:00 | 186.8464 | 150.7444 | 0 | 61.8649 | 68.3999 | 2.187 | 39.7829 | 20.657 | 0 | 0.55823 | 67.7554
1995-03-09 22:00 | 200.2905 | 170.3601 | 0 | 62.6348 | 65.8124 | 2.0126 | 47.3672 | 20.4935 | 0 | 0.54806 | 39.315
1995-03-09 23:00 | 199.9871 | 171.812 | 0 | 48.869 | 73.8677 | 2.013 | 39.9366 | 20.3029 | 0 | 0.54947 | 21.9788
1995-03-10 | 202.2991 | 178.7265 | 0 | 67.3451 | 58.6921 | 1.8505 | 35.2512 | 19.7934 | 0 | 0.52745 | 14.7404
1995-03-10 01:00 | 201.0433 | 181.1713 | 0 | 64.7573 | 64.3029 | 2.013 | 36.0841 | 19.7367 | 0 | 0.52745 | 9.2011
1995-03-10 02:00 | 207.7905 | 178.6639 | 0 | 66.253 | 57.6597 | 2.012 | 31.8854 | 19.7438 | 0 | 0.52745 | 3.5061
1995-03-10 03:00 | 211.2183 | 183.1913 | 0 | 58.7743 | 39.7024 | 1.991 | 30.6513 | 19.7794 | 0 | 0.52745 | 1.2238
1995-03-10 04:00 | 215.4044 | 188.0955 | 0 | 56.1434 | 29.8641 | 1.7982 | 27.6922 | 19.7981 | 0 | 0.29027 | 2.879
1995-03-10 05:00 | 220.7401 | 201.6553 | 0.25512 | 36.6326 | 36.6117 | 1.7945 | 22.8146 | 20.1774 | 0 | 0.33145 | 1.4398
1995-03-10 06:00 | 224.4275 | 216.6642 | 18.2624 | 33.1471 | 29.4628 | 1.7938 | 20.0775 | 20.3925 | 0 | 0.29027 | 1.6626
1995-03-10 07:00 | 227.0063 | 226.8603 | 116.6603 | 31.4395 | 31.4964 | 1.7958 | 18.8799 | 20.3546 | 0 | 0.13482 | 2.95
1995-03-10 08:00 | 201.7085 | 228.9167 | 245.9143 | 21.6883 | 30.3476 | 1.7994 | 12.2065 | 20.1115 | 0 | 0.016806 | 0
1995-03-10 09:00 | 154.7343 | 227.8514 | 350.0117 | 31.0054 | 29.7258 | 1.8024 | 11.1148 | 18.626 | 0 | 0.016806 | 0
1995-03-10 10:00 | 113.4057 | 220.2111 | 422.257 | 28.3438 | 30.9872 | 1.8063 | 11.025 | 18.5459 | 0 | 0.016806 | 0.26004
1995-03-10 11:00 | 114.6682 | 213.3801 | 446.286 | 26.3039 | 31.0303 | 1.8094 | 10.963 | 12.7008 | 0 | 0.016806 | 0
1995-03-10 12:00 | 140.1714 | 217.771 | 438.602 | 20.7844 | 31.1961 | 0.11399 | 10.7672 | 17.6796 | 0 | 0.016806 | 0
1995-03-10 13:00 | 166.9274 | 210.0834 | 393.0051 | 20.5786 | 31.2964 | 1.8131 | 10.6991 | 18.0935 | 0 | 0.016806 | 0
1995-03-10 14:00 | 147.1778 | 223.149 | 373.1351 | 22.2732 | 30.8265 | 0.11399 | 11.76 | 17.7498 | 0 | 0.016806 | 0
1995-03-10 15:00 | 175.9408 | 199.4073 | 272.511 | 36.5743 | 33.8079 | 1.8152 | 13.068 | 18.6515 | 0 | 0.016806 | 1.2288
1995-03-10 16:00 | 221.3392 | 226.2791 | 140.0815 | 35.2717 | 33.8079 | 1.8381 | 18.2631 | 20.4079 | 0 | 0.29866 | 6.18
1995-03-10 17:00 | 245.2635 | 230.6603 | 38.585 | 34.8415 | 33.8079 | 1.8373 | 20.486 | 20.4993 | 0 | 0.34075 | 28.4875
1995-03-10 18:00 | 258.6995 | 229.4591 | 1.1643 | 34.521 | 38.2068 | 1.8665 | 20.7262 | 20.4367 | 0 | 0.34075 | 42.0455
1995-03-10 19:00 | 257.7465 | 233.9828 | 0 | 33.0194 | 39.0712 | 1.8655 | 20.7629 | 20.5432 | 0 | 0.34075 | 48.4945
1995-03-10 20:00 | 261.0249 | 235.7851 | 0 | 46.6654 | 41.0367 | 1.8659 | 22.2621 | 20.4977 | 0 | 0.34075 | 49.5134
1995-03-10 21:00 | 258.3468 | 232.547 | 0 | 42.1999 | 52.9849 | 1.8659 | 24.7415 | 20.1406 | 0 | 0.34075 | 27.1019
1995-03-10 22:00 | 251.0945 | 227.7266 | 0 | 35.2273 | 74.6225 | 1.8675 | 24.7664 | 20.2 | 0 | 0.34075 | 19.308
1995-03-10 23:00 | 248.5199 | 222.7792 | 0 | 38.9644 | 57.1423 | 1.8683 | 20.2491 | 20.1324 | 0 | 0.26511 | 36.3681
1995-03-11 | 244.3534 | 218.75 | 0 | 59.9824 | 44.9991 | 1.8688 | 16.1091 | 19.9382 | 0 | 0.17358 | 27.5212
1995-03-11 01:00 | 240.3511 | 212.8568 | 0 | 40.3465 | 63.6538 | 1.8689 | 15.9266 | 19.8626 | 0 | 0.17358 | 25.7048
1995-03-11 02:00 | 236.0409 | 212.9294 | 0 | 45.2853 | 48.895 | 1.8682 | 15.2404 | 19.8031 | 0 | 0.17358 | 32.1486
1995-03-11 03:00 | 230.153 | 216.6384 | 0 | 50.0404 | 40.139 | 1.864 | 13.406 | 19.8383 | 0 | 0.17358 | 29.9005
1995-03-11 04:00 | 229.4963 | 216.1885 | 0 | 53.5497 | 34.1066 | 1.8598 | 11.5712 | 20.0178 | 0 | 0.17358 | 11.5314
1995-03-11 05:00 | 226.8483 | 215.0225 | 0.26938 | 28.9173 | 55.0269 | 1.8627 | 8.9607 | 20.1921 | 0 | 0.15329 | 4.8708
1995-03-11 06:00 | 225.9725 | 210.5804 | 20.4356 | 38.3741 | 40.6282 | 1.8821 | 8.6568 | 20.3502 | 0 | 0.13328 | 2.7077
1995-03-11 07:00 | 222.3437 | 208.5301 | 127.0232 | 38.6887 | 33.0119 | 1.8057 | 7.9388 | 20.528 | 0 | 0.016806 | 0.070173
1995-03-11 08:00 | 180.2989 | 196.3189 | 271.4405 | 24.8514 | 27.3334 | 0.052253 | 7.3585 | 14.5767 | 0 | 0.011692 | 0.049352
1995-03-11 09:00 | 149.0979 | 176.1999 | 385.2822 | 20.41 | 25.3452 | 0.052253 | 4.2173 | 12.5659 | 0 | 0.011692 | 0.30364
1995-03-11 10:00 | 142.8344 | 177.8202 | 454.0316 | 29.8813 | 28.5401 | 1.794 | 6.8086 | 20.044 | 0 | 0.011692 | 1.431
1995-03-11 11:00 | 136.2298 | 171.135 | 499.4148 | 24.0305 | 28.2869 | 0.052253 | 6.0353 | 18.9285 | 0 | 0.011692 | 1.3323
1995-03-11 12:00 | 155.4402 | 157.1625 | 454.3008 | 31.0848 | 30.3628 | 0.052253 | 5.3895 | 19.1382 | 0 | 0.011692 | 1.3515
1995-03-11 13:00 | 139.0717 | 162.0773 | 447.545 | 18.2738 | 30.0355 | 0.052253 | 5.9893 | 14.5872 | 0 | 0.011692 | 0.84184
1995-03-11 14:00 | 165.4696 | 175.996 | 393.6242 | 20.6343 | 30.5303 | 1.8012 | 7.3512 | 14.6484 | 0 | 0.011692 | 0
1995-03-11 15:00 | 171.0401 | 178.1539 | 299.844 | 28.7045 | 32.8326 | 1.88 | 9.2488 | 20.4883 | 0 | 0.011692 | 0.33973
1995-03-11 16:00 | 180.3237 | 174.9688 | 164.6958 | 30.2968 | 53.2392 | 1.8821 | 19.729 | 20.594 | 0 | 0.043003 | 3.8319
1995-03-11 17:00 | 199.5677 | 177.2927 | 39.7093 | 33.1557 | 79.6568 | 1.8812 | 19.5158 | 20.697 | 0 | 0.21141 | 5.5061
1995-03-11 18:00 | 209.4127 | 177.8266 | 1.7941 | 43.8714 | 78.0431 | 1.8799 | 20.5165 | 20.7598 | 0 | 0.26346 | 9.7051
1995-03-11 19:00 | 211.9989 | 179.8827 | 0 | 42.1575 | 76.5259 | 1.8517 | 21.7148 | 20.7934 | 0 | 0.26346 | 21.8154
1995-03-11 20:00 | 209.5672 | 180.547 | 0 | 39.8548 | 76.5259 | 1.8519 | 26.0769 | 20.7641 | 0 | 0.26346 | 20.7537
1995-03-11 21:00 | 204.5174 | 177.1683 | 0 | 52.6265 | 77.0528 | 1.8517 | 24.1539 | 20.4639 | 0 | 0.26346 | 15.8527
1995-03-11 22:00 | 194.3345 | 172.1532 | 0 | 44.8914 | 78.1583 | 1.8529 | 22.7417 | 20.275 | 0 | 0.26346 | 18.8904
1995-03-11 23:00 | 190.2725 | 172.0231 | 0 | 45.6917 | 77.6948 | 1.8533 | 21.9504 | 20.3867 | 0 | 0.22195 | 13.6184
1995-03-12 | 189.8107 | 175.215 | 0 | 66.889 | 75.7247 | 1.8496 | 17.631 | 20.3249 | 0 | 0.22195 | 35.4155
1995-03-12 01:00 | 187.2779 | 174.0258 | 0 | 63.1918 | 76.5259 | 1.8502 | 19.6911 | 20.2561 | 0 | 0.22195 | 25.5681
1995-03-12 02:00 | 183.8544 | 169.9928 | 0 | 58.9276 | 76.5259 | 1.8492 | 15.6211 | 20.2075 | 0 | 0.22195 | 28.7008
1995-03-12 03:00 | 180.9949 | 169.9706 | 0 | 57.6626 | 76.5259 | 1.8528 | 20.8096 | 20.2037 | 0 | 0.22195 | 17.6536
1995-03-12 04:00 | 181.9183 | 172.2665 | 0 | 50.8574 | 76.5259 | 1.8672 | 15.2563 | 20.4292 | 0 | 0.22195 | 13.674
1995-03-12 05:00 | 184.4786 | 175.9403 | 0.46322 | 59.6587 | 76.5259 | 1.8607 | 15.4345 | 20.4923 | 0 | 0.22195 | 23.4694
1995-03-12 06:00 | 187.9727 | 176.3677 | 22.5664 | 64.9031 | 76.5259 | 1.8596 | 15.5544 | 20.6481 | 0 | 0.22195 | 27.1474
1995-03-12 07:00 | 188.7223 | 173.3853 | 136.1431 | 48.1836 | 76.5259 | 1.861 | 15.7851 | 20.8319 | 0 | 0.1297 | 2.8207
1995-03-12 08:00 | 173.1983 | 166.2635 | 288.5664 | 39.4649 | 57.7502 | 1.8635 | 16.0024 | 20.8421 | 0 | 0.1297 | 1.7214
1995-03-12 09:00 | 132.0613 | 165.6737 | 433.4334 | 32.7824 | 28.2139 | 1.8662 | 16.0243 | 20.8009 | 0 | 0.1297 | 5.5117
1995-03-12 10:00 | 119.5281 | 151.2644 | 524.1596 | 31.5841 | 67.1055 | 1.8683 | 15.9414 | 20.7403 | 0 | 0.1297 | 0.52315
1995-03-12 11:00 | 120.8377 | 138.1548 | 558.9046 | 35.4226 | 76.5259 | 1.8704 | 15.8859 | 20.6999 | 0 | 0.1297 | 0
1995-03-12 12:00 | 120.7403 | 134.789 | 552.6468 | 44.1631 | 28.2139 | 1.8729 | 15.7866 | 20.6319 | 0 | 0.1297 | 0.13385
1995-03-12 13:00 | 128.1595 | 136.498 | 522.913 | 34.8622 | 75.4279 | 1.874 | 15.7933 | 20.6153 | 0 | 0.1297 | 0.18403
1995-03-12 14:00 | 137.4069 | 139.486 | 449.1872 | 43.1267 | 75.4279 | 1.875 | 15.8553 | 20.6898 | 0 | 0.1297 | 8.8223
1995-03-12 15:00 | 155.1147 | 135.5632 | 338.4487 | 43.1125 | 31.19 | 1.875 | 15.8887 | 20.7296 | 0 | 0.1297 | 23.7052
1995-03-12 16:00 | 198.456 | 135.0305 | 177.406 | 49.1975 | 57.4019 | 1.895 | 17.7658 | 20.764 | 0 | 0.1297 | 48.9622
1995-03-12 17:00 | 234.2771 | 144.854 | 51.6923 | 66.2577 | 74.3299 | 1.8772 | 18.6267 | 19.4003 | 0 | 0.28481 | 50.4139
1995-03-12 18:00 | 269.0083 | 161.9389 | 3.4493 | 59.2228 | 74.3299 | 1.8762 | 29.8067 | 20.8585 | 0 | 0.27187 | 64.31
1995-03-12 19:00 | 279.8201 | 178.7944 | 0 | 58.4484 | 73.6089 | 1.8754 | 29.6961 | 19.3949 | 0 | 0.28481 | 43.2976
1995-03-12 20:00 | 286.6487 | 192.4156 | 0 | 65.2558 | 62.6314 | 1.875 | 27.4367 | 20.2908 | 0 | 0.28481 | 29.1113
1995-03-12 21:00 | 280.1263 | 207.7045 | 0 | 48.1692 | 72.756 | 1.8509 | 23.1186 | 20.8104 | 0 | 0.21601 | 21.149
1995-03-12 22:00 | 266.6498 | 207.9277 | 0 | 54.9346 | 70.7629 | 1.8513 | 15.8054 | 20.5676 | 0 | 0.21601 | 22.4621
1995-03-12 23:00 | 262.3357 | 205.5379 | 0 | 54.0799 | 70.7629 | 1.849 | 26.7782 | 20.6289 | 0 | 0.21535 | 6.1875
1995-03-13 | 253.6025 | 199.3482 | 0 | 49.9883 | 74.3299 | 2.1165 | 29.9098 | 20.545 | 0 | 0.21923 | 9.3662
1995-03-13 01:00 | 247.3644 | 192.2347 | 0 | 49.3641 | 74.3299 | 2.117 | 29.622 | 20.4561 | 0 | 0.20712 | 4.9553
1995-03-13 02:00 | 251.1269 | 186.3481 | 0 | 53.9076 | 74.3299 | 2.1166 | 29.5097 | 20.4943 | 0 | 0.20684 | 0.41942
1995-03-13 03:00 | 250.3422 | 184.6254 | 0 | 45.0293 | 74.3299 | 2.1133 | 29.2782 | 18.9084 | 0 | 0.21505 | 3.5277
1995-03-13 04:00 | 252.9857 | 189.7824 | 0 | 38.223 | 74.3299 | 2.099 | 29.3027 | 20.4125 | 0 | 0.20733 | 3.3054
1995-03-13 05:00 | 256.5493 | 190.8975 | 0.28501 | 50.2371 | 74.3299 | 1.8632 | 29.3931 | 18.9162 | 0 | 0.20584 | 0.48942
1995-03-13 06:00 | 259.2162 | 192.753 | 12.9612 | 57.1558 | 74.3299 | 2.1506 | 29.6467 | 20.544 | 0 | 0.21502 | 12.7726
1995-03-13 07:00 | 255.247 | 193.0521 | 106.6155 | 44.369 | 74.3299 | 1.8685 | 29.4549 | 19.0839 | 0 | 0.22712 | 3.1709
1995-03-13 08:00 | 240.3338 | 193.5894 | 260.15 | 48.6669 | 74.3299 | 1.8672 | 19.2018 | 20.6132 | 0 | 0.22766 | 0.37508
1995-03-13 09:00 | 213.9441 | 195.316 | 381.8176 | 28.5177 | 74.3299 | 1.871 | 19.1544 | 20.5419 | 0 | 0.22123 | 0
1995-03-13 10:00 | 185.6776 | 180.1353 | 475.8882 | 33.7301 | 75.4279 | 1.8752 | 19.3891 | 20.4541 | 0 | 0.2279 | 0
1995-03-13 11:00 | 185.6765 | 164.7676 | 516.0165 | 42.6088 | 74.3354 | 1.8782 | 18.9457 | 20.3369 | 0 | 0.20328 | 0.13385
1995-03-13 12:00 | 185.4783 | 159.2421 | 514.3661 | 32.8998 | 74.3354 | 1.88 | 18.8455 | 20.2059 | 0 | 0.21917 | 1.0066
1995-03-13 13:00 | 188.4872 | 153.7737 | 483.1717 | 26.6826 | 74.3354 | 1.8819 | 29.3254 | 20.2885 | 0 | 0.22384 | 0.20455
1995-03-13 14:00 | 199.2273 | 159.5501 | 417.4372 | 38.5145 | 74.3354 | 1.8941 | 29.7857 | 20.2787 | 0 | 0.20351 | 0.012414
1995-03-13 15:00 | 217.8342 | 157.952 | 318.3503 | 36.8304 | 74.3354 | 1.9044 | 20.1038 | 20.3321 | 0 | 0.21379 | 0.49548
1995-03-13 16:00 | 241.9721 | 167.2155 | 188.1055 | 42.4124 | 74.3354 | 1.9027 | 26.374 | 20.462 | 0 | 0.21897 | 3.7668
1995-03-13 17:00 | 267.9411 | 187.4948 | 57.018 | 51.9892 | 74.3354 | 2.2059 | 30.5311 | 20.595 | 0 | 0.27776 | 14.9177
1995-03-13 18:00 | 282.6962 | 202.8511 | 3.6092 | 64.0562 | 74.3354 | 2.2051 | 30.6879 | 20.7523 | 0 | 0.77031 | 20.0342
1995-03-13 19:00 | 290.1156 | 215.1522 | 0 | 61.3171 | 74.3354 | 2.2033 | 29.231 | 20.8304 | 0 | 0.77031 | 25.2204
1995-03-13 20:00 | 287.3486 | 224.7531 | 0 | 64.3296 | 74.3354 | 2.2026 | 29.1154 | 20.7722 | 0 | 0.77031 | 15.4507
1995-03-13 21:00 | 277.3011 | 227.8644 | 0 | 63.1306 | 74.3354 | 2.2236 | 28.0319 | 20.7464 | 0 | 0.77031 | 20.6629
1995-03-13 22:00 | 241.2114 | 209.7913 | 0 | 71.6486 | 74.3354 | 2.2243 | 29.9018 | 20.6592 | 0 | 0.77031 | 22.7262
1995-03-13 23:00 | 237.907 | 193.9303 | 0 | 71.646 | 74.3354 | 2.2016 | 27.6675 | 20.599 | 0 | 0.74504 | 21.0171
1995-03-14 | 232.9605 | 179.7824 | 0 | 83.5207 | 65.8196 | 1.9159 | 15.9217 | 18.9794 | 0 | 0.21737 | 12.3188
1995-03-14 01:00 | 226.6876 | 171.5176 | 0 | 71.8477 | 65.1805 | 1.9154 | 16.3651 | 18.8669 | 0 | 0.21737 | 12.3801
1995-03-14 02:00 | 222.5192 | 173.3337 | 0 | 71.4439 | 64.0582 | 1.9143 | 15.3937 | 18.8943 | 0 | 0.21737 | 5.6188
1995-03-14 03:00 | 219.9126 | 172.1795 | 0 | 75.3761 | 62.9924 | 1.9075 | 15.0714 | 18.927 | 0 | 0.15657 | 18.2562
1995-03-14 04:00 | 220.485 | 167.3808 | 0 | 64.9213 | 60.8684 | 1.9012 | 14.607 | 18.9427 | 0 | 0.15212 | 9.4182
1995-03-14 05:00 | 218.9894 | 170.7834 | 0.26786 | 62.4871 | 62.8209 | 1.8978 | 14.6403 | 18.9997 | 0 | 0.15212 | 7.5341
1995-03-14 06:00 | 219.2386 | 171.8238 | 12.5689 | 52.2326 | 61.9375 | 1.8968 | 14.8431 | 18.9113 | 0 | 0.15212 | 9.9293
1995-03-14 07:00 | 221.1162 | 168.9713 | 100.0379 | 59.3962 | 64.2127 | 1.9118 | 15.108 | 19.0301 | 0 | 0.090092 | 15.9141
1995-03-14 08:00 | 212.5835 | 166.9788 | 245.362 | 37.3307 | 64.9659 | 1.9146 | 15.1325 | 19.0348 | 0 | 0.011692 | 0.17269
1995-03-14 09:00 | 191.5378 | 170.6986 | 367.7528 | 34.0971 | 46.3987 | 1.9134 | 15.0432 | 20.5054 | 0 | 0.011692 | 0.43523
1995-03-14 10:00 | 174.8663 | 175.5026 | 439.9621 | 31.8622 | 40.1789 | 1.9409 | 15.1433 | 19.0991 | 0 | 0.011692 | 0.049473
1995-03-14 11:00 | 171.7336 | 172.706 | 454.6863 | 23.5188 | 48.8583 | 1.9446 | 15.0784 | 19.0555 | 0 | 0.011692 | 0.2664
1995-03-14 12:00 | 162.0675 | 176.6748 | 468.6525 | 41.0616 | 33.5968 | 1.947 | 14.8755 | 18.7881 | 0 | 0.011692 | 0.52982
1995-03-14 13:00 | 168.6445 | 173.2362 | 449.9924 | 26.57 | 39.6141 | 1.9484 | 14.8887 | 18.797 | 0 | 0.011692 | 0.31891
1995-03-14 14:00 | 175.2552 | 175.7491 | 411.3813 | 40.0884 | 19.5874 | 1.9497 | 14.8962 | 19.2333 | 0 | 0.011692 | 0.12377
1995-03-14 15:00 | 183.2999 | 194.049 | 324.5614 | 18.629 | 38.212 | 1.9501 | 15.274 | 18.9603 | 0 | 0.011692 | 1.1861
1995-03-14 16:00 | 197.629 | 211.4769 | 203.231 | 33.6449 | 42.0131 | 1.9548 | 16.5165 | 19.0177 | 0 | 0.22261 | 9.8212
1995-03-14 17:00 | 204.0235 | 228.3139 | 64.427 | 48.1614 | 62.6576 | 1.9536 | 19.214 | 19.017 | 0 | 0.29866 | 25.3726
1995-03-14 18:00 | 210.9474 | 238.2981 | 4.5327 | 54.0089 | 62.5429 | 1.9519 | 30.4425 | 19.1962 | 0 | 0.29866 | 46.5116
1995-03-14 19:00 | 220.5894 | 241.9037 | 0 | 68.5515 | 61.9943 | 1.9167 | 20.5751 | 19.1446 | 0 | 0.29866 | 36.8183
1995-03-14 20:00 | 229.5044 | 246.8115 | 0 | 51.6883 | 63.6872 | 1.9114 | 32.762 | 19.0902 | 0 | 0.29866 | 29.7615
1995-03-14 21:00 | 229.9414 | 253.4584 | 0 | 58.1501 | 64.8149 | 1.9099 | 21.3899 | 19.0224 | 0 | 0.29866 | 29.9523
1995-03-14 22:00 | 211.2438 | 246.4461 | 0 | 54.104 | 71.6134 | 1.9115 | 22.351 | 19.0569 | 0 | 0.29866 | 34.6416
1995-03-14 23:00 | 217.7608 | 245.8537 | 0 | 36.7501 | 70.2433 | 1.8859 | 19.2021 | 18.8891 | 0 | 0.29 | 17.7681
1995-03-15 | 215.9584 | 251.6853 | 0 | 59.9755 | 68.8753 | 1.8628 | 27.2555 | 20.2756 | 0 | 0.29 | 16.5825
1995-03-15 01:00 | 216.9973 | 249.7503 | 0 | 40.738 | 67.3399 | 1.8621 | 22.0693 | 20.2208 | 0 | 0.29 | 24.914
1995-03-15 02:00 | 220.224 | 258.4618 | 0 | 56.9337 | 46.5485 | 1.8608 | 25.6644 | 20.1625 | 0 | 0.29 | 9.5196
1995-03-15 03:00 | 225.6508 | 262.8589 | 0 | 57.6988 | 35.6499 | 1.8524 | 20.0941 | 18.6255 | 0 | 0.29 | 11.9557
1995-03-15 04:00 | 228.1842 | 265.4652 | 0 | 44.0805 | 32.9756 | 1.8465 | 21.3435 | 20.2395 | 0 | 0.29 | 13.105
1995-03-15 05:00 | 230.1723 | 259.7989 | 0.34317 | 45.7005 | 28.8263 | 1.834 | 20.0088 | 20.2299 | 0 | 0.29 | 13.4247
1995-03-15 06:00 | 233.4546 | 250.9918 | 17.2801 | 44.9112 | 45.6943 | 1.8602 | 19.5872 | 20.4111 | 0 | 0.29 | 9.8666
1995-03-15 07:00 | 234.708 | 243.5067 | 94.4845 | 54.9512 | 40.0166 | 1.8615 | 19.3084 | 19.1939 | 0 | 0.1649 | 4.6431
1995-03-15 08:00 | 230.6243 | 229.4201 | 219.7189 | 48.6435 | 21.8641 | 1.8644 | 16.7262 | 20.6527 | 0 | 0.1649 | 0
1995-03-15 09:00 | 223.3871 | 219.8337 | 316.9482 | 31.3983 | 13.0912 | 1.8668 | 16.7131 | 19.1551 | 0 | 0.1649 | 0
1995-03-15 10:00 | 207.2739 | 212.4149 | 371.4065 | 31.9488 | 13.6544 | 1.8712 | 16.0616 | 20.6108 | 0 | 0.1649 | 0
1995-03-15 11:00 | 210.42 | 202.6549 | 394.7358 | 25.1648 | 13.6544 | 1.8754 | 15.6452 | 18.9225 | 0 | 0.1649 | 0.37767
1995-03-15 12:00 | 213.051 | 191.6285 | 397.9146 | 30.6905 | 12.5619 | 1.8784 | 15.7867 | 20.4075 | 0 | 0.1649 | 0
1995-03-15 13:00 | 212.4699 | 176.4014 | 378.1879 | 32.2689 | 14.4342 | 1.8809 | 16.5789 | 20.2998 | 0 | 0.1649 | 0
1995-03-15 14:00 | 227.3135 | 176.8413 | 316.2799 | 43.9618 | 14.8706 | 1.8824 | 17.5985 | 20.5004 | 0 | 0.1649 | 0.14593
1995-03-15 15:00 | 232.0158 | 175.4783 | 237.5903 | 50.7826 | 16.8599 | 1.8832 | 18.4302 | 18.9847 | 0 | 0.2337 | 3.8757
1995-03-15 16:00 | 229.9362 | 171.6471 | 145.1183 | 51.7113 | 18.2784 | 1.8832 | 22.5934 | 20.6545 | 0 | 0.29866 | 18.0417
1995-03-15 17:00 | 240.0727 | 175.7801 | 48.5993 | 64.4892 | 21.6377 | 1.8825 | 23.3084 | 19.1071 | 0 | 0.29866 | 44.1466
1995-03-15 18:00 | 244.7378 | 175.5874 | 3.7137 | 67.8621 | 47.6895 | 1.8364 | 25.4226 | 19.5604 | 0 | 0.29866 | 51.4611
1995-03-15 19:00 | 248.7397 | 168.0679 | 0 | 59.5838 | 59.7421 | 1.8351 | 34.3883 | 20.9069 | 0 | 0.29893 | 54.6229
1995-03-15 20:00 | 249.5689 | 166.835 | 0 | 52.8818 | 63.8339 | 1.8353 | 33.7193 | 20.837 | 0 | 0.29893 | 60.0599
1995-03-15 21:00 | 245.9971 | 176.9337 | 0 | 65.3639 | 66.3358 | 1.8351 | 34.2027 | 20.7137 | 0 | 0.29893 | 32.5666
1995-03-15 22:00 | 240.0108 | 181.2936 | 0 | 63.6991 | 69.5031 | 1.8363 | 24.4154 | 19.0409 | 0 | 0.29893 | 31.5867
1995-03-15 23:00 | 234.5905 | 188.8915 | 0 | 59.125 | 68.6795 | 1.8365 | 24.4744 | 20.3862 | 0 | 0.29027 | 6.7337
1995-03-16 | 228.8594 | 200.4502 | 0 | 60.6356 | 68.9727 | 1.8368 | 30.6714 | 18.8442 | 0 | 0.29027 | 18.1827
1995-03-16 01:00 | 223.3445 | 208.5443 | 0 | 63.8942 | 65.7198 | 1.8367 | 22.0267 | 18.6198 | 0 | 0.29027 | 10.8136
1995-03-16 02:00 | 222.3076 | 212.3158 | 0 | 57.5089 | 67.3918 | 1.8242 | 24.8239 | 19.0044 | 0 | 0.29027 | 3.5071
1995-03-16 03:00 | 220.426 | 222.2254 | 0 | 51.4734 | 62.9827 | 1.8199 | 23.8375 | 20.2273 | 0 | 0.29027 | 5.7006
1995-03-16 04:00 | 221.1689 | 232.1983 | 0 | 36.5337 | 51.1106 | 1.8124 | 20.9206 | 20.3532 | 0 | 0.29027 | 2.9526
1995-03-16 05:00 | 222.0608 | 240.6706 | 0.9541 | 44.6967 | 32.4648 | 1.8085 | 21.9733 | 18.7836 | 0 | 0.29027 | 1.7155
1995-03-16 06:00 | 223.6607 | 242.2082 | 18.9715 | 38.0835 | 39.6147 | 1.8081 | 20.2982 | 20.5147 | 0 | 0.29027 | 1.0945
1995-03-16 07:00 | 223.7541 | 240.1326 | 109.0274 | 35.9543 | 43.8757 | 1.8102 | 22.7388 | 20.6217 | 0 | 0.29893 | 3.1122
1995-03-16 08:00 | 208.9399 | 232.4313 | 252.3686 | 30.6792 | 16.2084 | 1.8147 | 8.2407 | 20.5062 | 0 | 0.17002 | 0
1995-03-16 09:00 | 204.4612 | 229.8607 | 346.817 | 23.7646 | 14.3816 | 1.8197 | 8.0788 | 19.9046 | 0 | 0.17002 | 0
1995-03-16 10:00 | 169.6881 | 214.7684 | 441.5981 | 12.9087 | 15.659 | 1.8232 | 7.9456 | 20.1632 | 0 | 0.1649 | 4.4539
1995-03-16 11:00 | 177.2862 | 226.3484 | 452.529 | 26.0819 | 15.4257 | 1.8259 | 7.9122 | 19.8712 | 0 | 0.1649 | 0
1995-03-16 12:00 | 176.758 | 211.2281 | 492.4905 | 17.4699 | 16.0993 | 0.40566 | 7.755 | 19.5767 | 0 | 0.1649 | 0
1995-03-16 13:00 | 188.242 | 232.1361 | 430.6898 | 16.5388 | 22.1369 | 0.085582 | 7.7154 | 14.3587 | 0 | 0.1649 | 0.21519
1995-03-16 14:00 | 181.9452 | 242.0702 | 380.1879 | 14.0272 | 26.056 | 1.815 | 10.0946 | 20.0696 | 0 | 0.1649 | 0.61788
1995-03-16 15:00 | 215.2468 | 241.9737 | 281.1017 | 24.3791 | 26.4749 | 1.8158 | 16.4485 | 19.6418 | 0 | 0.17002 | 1.113
1995-03-16 16:00 | 209.981 | 255.6903 | 188.4041 | 28.9396 | 26.4749 | 1.816 | 22.7577 | 20.316 | 0 | 0.25151 | 6.9032
1995-03-16 17:00 | 231.757 | 249.5508 | 61.2259 | 39.994 | 25.8294 | 1.819 | 23.4368 | 20.3507 | 0 | 0.34866 | 33.9781
1995-03-16 18:00 | 231.74 | 259.2096 | 5.2179 | 57.5287 | 22.6686 | 1.8349 | 29.1496 | 20.5075 | 0 | 0.34866 | 42.8978
1995-03-16 19:00 | 238.0517 | 260.0007 | 0 | 52.616 | 20.3305 | 1.8337 | 29.2661 | 20.4184 | 0 | 0.34866 | 50.8091
1995-03-16 20:00 | 244.0972 | 261.7896 | 0 | 53.1892 | 20.9448 | 1.8315 | 30.1175 | 20.3273 | 0 | 0.34866 | 49.6427
1995-03-16 21:00 | 257.6038 | 264.4273 | 0 | 67.1803 | 20.7727 | 1.8314 | 25.5904 | 20.2972 | 0 | 0.34866 | 24.3721
1995-03-16 22:00 | 257.6796 | 267.7069 | 0 | 46.6777 | 20.5824 | 1.8326 | 23.0997 | 20.0869 | 0 | 0.34866 | 39.605
1995-03-16 23:00 | 257.5935 | 263.7582 | 0 | 38.7028 | 18.0837 | 1.8332 | 26.7764 | 19.5754 | 0 | 0.34 | 20.7081
1995-03-17 | 252.4831 | 264.9778 | 0 | 39.7894 | 14.2175 | 1.7551 | 21.9535 | 19.5971 | 0 | 0.29 | 15.1953
1995-03-17 01:00 | 253.8821 | 262.8298 | 0 | 29.8111 | 13.5214 | 1.7552 | 21.6817 | 19.7921 | 0 | 0.29 | 14.3745
1995-03-17 02:00 | 252.9928 | 265.4317 | 0 | 32.7645 | 13.3642 | 1.7547 | 16.9106 | 19.3042 | 0 | 0.29 | 8.7938
1995-03-17 03:00 | 250.0432 | 266.7826 | 0 | 28.1116 | 12.1768 | 1.7511 | 16.9573 | 19.7856 | 0 | 0.29 | 8.0553
1995-03-17 04:00 | 239.165 | 261.1799 | 0 | 21.6079 | 11.9154 | 1.7477 | 16.1976 | 12.4089 | 0 | 0.29 | 7.5262
1995-03-17 05:00 | 219.5695 | 257.2162 | 1.4128 | 36.8666 | 11.9154 | 0.052253 | 17.2734 | 13.9913 | 0 | 0.29 | 10.0936
1995-03-17 06:00 | 237.1717 | 255.9945 | 27.8519 | 20.5261 | 11.9154 | 0.052253 | 13.7322 | 12.5285 | 0 | 0.29 | 1.0596
1995-03-17 07:00 | 211.5505 | 272.3535 | 110.9209 | 21.3976 | 11.9154 | 0.052253 | 9.7515 | 14.0288 | 0 | 0.13482 | 2.95
1995-03-17 08:00 | 246.597 | 228.6969 | 221.3607 | 13.2783 | 10.4174 | 0.052253 | 9.7979 | 19.3418 | 0 | 0.016806 | 0
1995-03-17 09:00 | 162.054 | 281.8112 | 288.9587 | 26.8627 | 10.9771 | 1.7593 | 9.2639 | 13.8383 | 0 | 0.016806 | 0.46323
1995-03-17 10:00 | 180.6606 | 269.8175 | 330.4095 | 19.5265 | 9.5593 | 0.052253 | 8.9176 | 11.9631 | 0 | 0.016806 | 0.036418
1995-03-17 11:00 | 197.8706 | 256.176 | 358.6261 | 9.11 | 7.1312 | 0.052253 | 8.1898 | 12.9115 | 0 | 0.016806 | 0
1995-03-17 12:00 | 209.6732 | 264.5752 | 325.381 | 23.6075 | 8.9838 | 0.052253 | 7.5497 | 11.8316 | 0 | 0.016806 | 0.0088905
1995-03-17 13:00 | 230.9979 | 269.7991 | 289.1356 | 11.1205 | 10.0055 | 0.052253 | 7.1076 | 16.1013 | 0 | 0.016806 | 0.14866
1995-03-17 14:00 | 207.2753 | 253.6858 | 249.728 | 29.1428 | 8.6634 | 0.052253 | 7.8301 | 12.7823 | 0 | 0.016806 | 0.07
1995-03-17 15:00 | 284.4545 | 271.9602 | 194.0322 | 7.8606 | 11.0961 | 0.052253 | 14.8906 | 19.3516 | 0 | 0.016806 | 1.8144
1995-03-17 16:00 | 267.2283 | 274.4603 | 120.0379 | 16.1979 | 11.9154 | 0.052253 | 16.2541 | 12.4928 | 0 | 0.29866 | 5.6077
1995-03-17 17:00 | 291.7137 | 268.7766 | 42.4056 | 25.1922 | 11.9154 | 0.052253 | 21.6395 | 12.5989 | 0 | 0.29866 | 12.4675
1995-03-17 18:00 | 279.3778 | 269.8276 | 4.7459 | 28.546 | 11.9154 | 0.052253 | 20.6738 | 13.8902 | 0 | 0.29866 | 35.5353
1995-03-17 19:00 | 297.5887 | 284.5827 | 0 | 23.8567 | 11.9154 | 0.052253 | 25.1535 | 14.0341 | 0 | 0.29866 | 36.2127
1995-03-17 20:00 | 279.1639 | 277.1782 | 0 | 30.0787 | 11.9154 | 0.052253 | 22.7391 | 13.8922 | 0 | 0.29866 | 32.0482
1995-03-17 21:00 | 267.4194 | 274.5367 | 0 | 35.9787 | 11.9154 | 0.052253 | 25.481 | 13.8585 | 0 | 0.29866 | 20.3537
1995-03-17 22:00 | 275.8875 | 266.0136 | 0 | 17.5364 | 11.9154 | 0.052253 | 24.8675 | 13.8349 | 0 | 0.29866 | 34.5464
1995-03-17 23:00 | 279.1903 | 278.824 | 0 | 32.3617 | 11.9154 | 0.052253 | 22.1194 | 13.8198 | 0 | 0.26511 | 16.1676
1995-03-18 | 293.464 | 224.258 | 0 | 46.6597 | 11.9154 | 0.052253 | 11.6738 | 17.3128 | 0 | 0.041467 | 17.8113
1995-03-18 01:00 | 267.4608 | 257.9988 | 0 | 35.2413 | 11.9154 | 0.052253 | 12.6623 | 11.2711 | 0 | 0.041467 | 13.0766
1995-03-18 02:00 | 288.3508 | 230.1668 | 0 | 27.4146 | 11.9154 | 0.052253 | 12.8314 | 12.872 | 0 | 0.041467 | 3.3626
1995-03-18 03:00 | 281.5435 | 245.64 | 0 | 27.9677 | 11.9154 | 0.052253 | 12.6108 | 11.4355 | 0 | 0.01527 | 6.5619
1995-03-18 04:00 | 273.9297 | 247.6399 | 0 | 21.0249 | 11.9154 | 0.052253 | 9.2294 | 12.7568 | 0 | 0.01527 | 2.2991
1995-03-18 05:00 | 215.8768 | 267.7962 | 1.5215 | 21.6603 | 11.9154 | 0.052253 | 9.8265 | 17.1317 | 0 | 0.011477 | 5.3886
1995-03-18 06:00 | 226.6794 | 255.8194 | 22.987 | 18.0517 | 11.9154 | 0.052253 | 7.1422 | 11.27 | 0 | 0.011477 | 7.8604
1995-03-18 07:00 | 248.7553 | 217.0688 | 93.3751 | 17.0442 | 11.9154 | 0.052253 | 7.1128 | 12.9979 | 0 | 0.015545 | 0.802
1995-03-18 08:00 | 220.3435 | 201.9013 | 201.3319 | 10.6838 | 11.9154 | 0.052253 | 7.1715 | 12.0516 | 0 | 0.011692 | 0
1995-03-18 09:00 | 180.9905 | 189.0882 | 283.3701 | 12.428 | 10.9447 | 0.052253 | 6.1204 | 16.1978 | 0 | 0.011692 | 18.0007
1995-03-18 10:00 | 147.3156 | 217.6544 | 322.4412 | 23.0063 | 10.3266 | 0.052253 | 7.0816 | 12.5446 | 0 | 0.011692 | 5.5719
1995-03-18 11:00 | 209.4485 | 179.8124 | 371.8317 | 12.2432 | 10.191 | 0.052253 | 3.7137 | 11.1509 | 0 | 0.011692 | 5.5719
1995-03-18 12:00 | 199.1641 | 181.7444 | 369.9863 | 5.5743 | 11.9154 | 0.052253 | 4.8507 | 7.6257 | 0 | 0.011692 | 0.098847
1995-03-18 13:00 | 173.1085 | 212.8629 | 327.7221 | 7.7694 | 10.4518 | 0.052253 | 2.7719 | 8.8594 | 0 | 0.011692 | 0.76371
1995-03-18 14:00 | 178.6152 | 217.2889 | 295.9765 | 12.9592 | 11.9154 | 0.052253 | 4.9044 | 11.0164 | 0 | 0.011692 | 17.6304
1995-03-18 15:00 | 197.1627 | 225.703 | 238.5486 | 10.7173 | 11.9154 | 0.052253 | 5.0452 | 11.9351 | 0 | 0.011692 | 0.83832
1995-03-18 16:00 | 264.2697 | 233.3932 | 153.7275 | 19.724 | 11.9154 | 0.052253 | 7.3197 | 11.4743 | 0 | 0.016806 | 1.5837
1995-03-18 17:00 | 239.3453 | 243.6696 | 59.1786 | 21.1101 | 11.9154 | 0.052253 | 8.3388 | 13.5454 | 0 | 0.016806 | 12.9483
1995-03-18 18:00 | 254.3083 | 253.4669 | 6.0319 | 43.9116 | 11.9154 | 0.052253 | 10.5281 | 13.1907 | 0 | 0.016806 | 15.5805
1995-03-18 19:00 | 249.5997 | 256.395 | 0 | 34.3135 | 11.9154 | 0.052253 | 12.0438 | 13.2047 | 0 | 0.016806 | 15.4696
1995-03-18 20:00 | 242.1473 | 274.1993 | 0 | 34.9528 | 11.9154 | 0.052253 | 12.7749 | 13.8998 | 0 | 0.016806 | 20.9313
1995-03-18 21:00 | 248.707 | 271.0227 | 0 | 34.4655 | 11.9154 | 0.052253 | 12.3544 | 12.3569 | 0 | 0.016806 | 7.4117
1995-03-18 22:00 | 230.8036 | 286.3345 | 0 | 27.4431 | 11.9154 | 1.6588 | 10.0498 | 18.6954 | 0 | 0.016806 | 4.2906
1995-03-18 23:00 | 249.9597 | 278.7959 | 0 | 25.3284 | 11.9154 | 0.052253 | 12.0506 | 11.7457 | 0 | 0.016146 | 2.6103
1995-03-19 | 265.5939 | 291.3486 | 0 | 66.6474 | 11.9154 | 1.6553 | 9.4698 | 20.147 | 0 | 0.016146 | 36.1656
1995-03-19 01:00 | 235.1715 | 291.1978 | 0 | 56.4187 | 11.9154 | 1.6407 | 9.2102 | 20.138 | 0 | 0.016146 | 41.4568
1995-03-19 02:00 | 255.7225 | 283.7557 | 0 | 52.0021 | 11.9154 | 1.6651 | 9.1368 | 19.9142 | 0 | 0.016146 | 36.626
1995-03-19 03:00 | 271.7127 | 284.2583 | 0 | 42.7522 | 11.9154 | 1.6638 | 9.3745 | 20.1414 | 0 | 0.016146 | 13.7982
1995-03-19 04:00 | 252.6316 | 283.5238 | 0 | 36.2516 | 11.9154 | 1.6628 | 9.3579 | 20.1041 | 0 | 0.016146 | 11.4488
1995-03-19 05:00 | 233.1598 | 281.8438 | 1.7009 | 41.2922 | 11.9154 | 1.6615 | 9.5044 | 20.2013 | 0 | 0.016146 | 42.7473
1995-03-19 06:00 | 249.3485 | 276.0325 | 23.7685 | 53.2097 | 12.3071 | 1.6598 | 9.7946 | 20.3702 | 0 | 0.016146 | 20.4731
1995-03-19 07:00 | 253.8093 | 268.3063 | 105.1707 | 53.6461 | 13.3351 | 1.6609 | 8.816 | 20.5103 | 0 | 0.016806 | 7.376
1995-03-19 08:00 | 253.3854 | 258.4679 | 231.0743 | 30.7285 | 15.4824 | 1.6643 | 8.6367 | 20.572 | 0 | 0.011692 | 5.7629
1995-03-19 09:00 | 225.7582 | 238.5194 | 322.098 | 35.8689 | 11.9154 | 1.6782 | 8.4525 | 20.0194 | 0 | 0.011692 | 19.776
1995-03-19 10:00 | 217.1642 | 225.117 | 397.6697 | 38.0872 | 11.9154 | 1.6797 | 8.5075 | 20.3776 | 0 | 0.011692 | 2.4064
1995-03-19 11:00 | 181.8222 | 219.3417 | 437.5899 | 45.4484 | 11.9154 | 0.052253 | 8.4451 | 16.6771 | 0 | 0.011692 | 0.66035
1995-03-19 12:00 | 231.8737 | 227.1381 | 418.245 | 32.0047 | 11.9154 | 1.6834 | 8.3841 | 20.2924 | 0 | 0.011692 | 2.3724
1995-03-19 13:00 | 230.4474 | 232.7927 | 406.3408 | 37.3538 | 11.9154 | 1.684 | 8.2978 | 20.1756 | 0 | 0.011692 | 0.37741
1995-03-19 14:00 | 223.6299 | 238.603 | 366.8381 | 28.1408 | 11.9154 | 1.6849 | 8.3685 | 20.1771 | 0 | 0.011692 | 4.0253
1995-03-19 15:00 | 241.472 | 242.8435 | 291.871 | 36.0394 | 13.1541 | 1.6843 | 8.417 | 20.3885 | 0 | 0.011692 | 0.36971
1995-03-19 16:00 | 252.4679 | 252.6016 | 178.8951 | 43.5256 | 13.1965 | 1.6831 | 9.8548 | 20.509 | 0 | 0.016806 | 3.8578
1995-03-19 17:00 | 229.1845 | 266.4547 | 62.6143 | 41.639 | 27.3073 | 1.6818 | 11.0301 | 20.5727 | 0 | 0.016806 | 51.8742
1995-03-19 18:00 | 259.0511 | 266.5448 | 5.9845 | 61.4288 | 30.5516 | 1.6805 | 10.6727 | 20.5239 | 0 | 0.016806 | 48.2349
1995-03-19 19:00 | 257.0248 | 260.145 | 0 | 55.3004 | 33.296 | 1.6796 | 11.4154 | 20.5946 | 0 | 0.016806 | 40.9332
1995-03-19 20:00 | 259.0334 | 263.9428 | 0 | 55.2224 | 21.7188 | 1.6608 | 11.4646 | 20.5334 | 0 | 0.016806 | 60.076
1995-03-19 21:00 | 258.1161 | 281.3631 | 0 | 57.4263 | 22.9182 | 1.6595 | 11.3939 | 20.2431 | 0 | 0.016806 | 30.4337
1995-03-19 22:00 | 255.7729 | 287.6744 | 0 | 53.938 | 27.3328 | 1.651 | 11.0451 | 20.2532 | 0 | 0.016806 | 10.6218
1995-03-19 23:00 | 250.3902 | 283.4739 | 0 | 37.6289 | 34.5824 | 1.6573 | 10.7358 | 20.1516 | 0 | 0.016146 | 13.874
1995-03-20 | 241.4968 | 276.8729 | 0 | 42.482 | 62.2406 | 1.6774 | 9.6243 | 19.6279 | 0 | 0.016146 | 4.6529
1995-03-20 01:00 | 243.9535 | 273.2855 | 0 | 35.3669 | 70.4229 | 1.6775 | 10.0204 | 19.607 | 0 | 0.016146 | 2.4888
1995-03-20 02:00 | 249.6801 | 269.251 | 0 | 49.2393 | 45.7808 | 1.6768 | 9.701 | 19.9565 | 0 | 0.016146 | 2.0945
1995-03-20 03:00 | 262.634 | 264.0149 | 0 | 39.9545 | 52.1891 | 1.6933 | 9.6591 | 19.8738 | 0 | 0.016146 | 1.8399
1995-03-20 04:00 | 265.7692 | 256.8753 | 0 | 41.8348 | 54.7706 | 1.6888 | 9.5492 | 19.4976 | 0 | 0.016146 | 2.5646
1995-03-20 05:00 | 260.968 | 255.7597 | 1.5748 | 42.0362 | 50.8675 | 0.052253 | 9.9229 | 13.9278 | 0 | 0.016146 | 1.8885
1995-03-20 06:00 | 258.1653 | 268.9464 | 24.4477 | 45.37 | 53.8533 | 0.052253 | 9.7204 | 19.7993 | 0 | 0.012352 | 8.916
1995-03-20 07:00 | 245.0112 | 265.0636 | 127.0906 | 40.1172 | 72.6824 | 1.687 | 8.3857 | 19.7778 | 0 | 0.016806 | 5.8143
1995-03-20 08:00 | 205.4995 | 255.5923 | 262.6717 | 42.516 | 72.6824 | 1.6888 | 8.0597 | 19.4692 | 0 | 0.011692 | 0.20711
1995-03-20 09:00 | 236.3681 | 249.8399 | 340.1507 | 38.4972 | 21.0764 | 1.691 | 8.0824 | 19.2958 | 0 | 0.011692 | 2.6289
1995-03-20 10:00 | 203.2543 | 244.2135 | 435.6188 | 34.762 | 72.6824 | 1.6949 | 7.9976 | 19.5093 | 0 | 0.011692 | 4.7422
1995-03-20 11:00 | 191.9447 | 173.554 | 477.8612 | 25.0555 | 72.6824 | 0.73564 | 7.9453 | 13.6229 | 0 | 0.011692 | 1.0596
1995-03-20 12:00 | 196.4296 | 227.8082 | 461.1526 | 40.7391 | 21.0764 | 1.7011 | 7.3249 | 18.8187 | 0 | 0.011692 | 6.2869
1995-03-20 13:00 | 226.7086 | 236.785 | 473.5278 | 35.8958 | 72.6824 | 1.6917 | 8.0246 | 19.2081 | 0 | 0.011692 | 0.14579
1995-03-20 14:00 | 183.0436 | 229.1634 | 385.9409 | 29.4461 | 21.0764 | 0.041 | 7.7068 | 18.9382 | 0 | 0.011692 | 0.333
1995-03-20 15:00 | 262.3868 | 230.6098 | 320.8119 | 40.7858 | 72.6824 | 1.693 | 7.8793 | 19.3501 | 0 | 0.011692 | 0.979
1995-03-20 16:00 | 280.1557 | 240.4066 | 201.1573 | 37.4468 | 72.6824 | 1.6919 | 8.1874 | 19.7712 | 0 | 0.011692 | 1.1828
1995-03-20 17:00 | 280.5502 | 241.6191 | 71.4182 | 35.648 | 72.6824 | 1.6907 | 9.1077 | 19.8671 | 0 | 0.016806 | 11.0114
1995-03-20 18:00 | 272.3597 | 241.9879 | 5.9984 | 59.5136 | 72.6824 | 1.69 | 9.0394 | 19.7407 | 0 | 0.016806 | 36.7454
1995-03-20 19:00 | 276.3282 | 244.1309 | 0 | 64.1983 | 72.6824 | 1.6886 | 9.7106 | 20.026 | 0 | 0.016806 | 29.0398
1995-03-20 20:00 | 267.8849 | 247.0871 | 0 | 65.7663 | 72.6824 | 1.6865 | 9.6743 | 20.0821 | 0 | 0.016806 | 33.1699
1995-03-20 21:00 | 267.3389 | 245.4241 | 0 | 54.2202 | 72.6824 | 1.6852 | 8.8727 | 19.598 | 0 | 0.016806 | 48.8713
1995-03-20 22:00 | 255.9693 | 250.4165 | 0 | 69.2469 | 72.6824 | 1.6864 | 8.9394 | 19.9743 | 0 | 0.016806 | 24.1322
1995-03-20 23:00 | 258.8334 | 248.2096 | 0 | 46.6584 | 72.6824 | 1.7303 | 8.2728 | 19.7228 | 0 | 0.016146 | 22.5609
1995-03-21 | 236.0183 | 245.3674 | 0 | 67.4303 | 69.5522 | 1.7345 | 8.1905 | 19.8474 | 0 | 0.016146 | 6.086
1995-03-21 01:00 | 250.6966 | 240.8798 | 0 | 55.2863 | 68.648 | 1.7342 | 7.8605 | 19.5343 | 0 | 0.016146 | 20.4444
1995-03-21 02:00 | 246.0344 | 243.0648 | 0 | 58.0485 | 68.361 | 1.7317 | 7.7368 | 19.5077 | 0 | 0.016146 | 10.3988
1995-03-21 03:00 | 239.1375 | 242.4578 | 0 | 56.4514 | 68.7675 | 1.7257 | 7.7947 | 19.5172 | 0 | 0.016146 | 5.4247
1995-03-21 04:00 | 243.7876 | 238.5077 | 0 | 46.5543 | 68.8267 | 1.7215 | 7.7587 | 19.7549 | 0 | 0.016146 | 6.1026
1995-03-21 05:00 | 244.2357 | 235.8258 | 1.4465 | 49.8623 | 69.2845 | 1.7185 | 7.6915 | 19.4541 | 0 | 0.011692 | 0
1995-03-21 06:00 | 221.5797 | 229.8371 | 32.0151 | 47.3348 | 65.4273 | 1.718 | 7.784 | 19.5494 | 0 | 0.011692 | 8.02
1995-03-21 07:00 | 216.5813 | 234.279 | 155.4211 | 37.1714 | 66.9566 | 1.7286 | 7.8527 | 19.2032 | 0 | 0.011692 | 8.0103
1995-03-21 08:00 | 203.2459 | 222.6798 | 307.0408 | 34.2962 | 41.9092 | 0.041 | 7.9153 | 13.4168 | 0 | 0.011692 | 17.8204
1995-03-21 09:00 | 192.9599 | 228.4311 | 427.2386 | 23.1045 | 15.4385 | 1.3943 | 7.9169 | 13.4544 | 0 | 0.011692 | 4.4393
1995-03-21 10:00 | 190.7215 | 214.3093 | 480.133 | 39.5858 | 5.1188 | 1.7467 | 7.8906 | 19.2964 | 0 | 0.011692 | 0.39789
1995-03-21 11:00 | 165.675 | 207.3072 | 503.1963 | 33.5243 | 0.50133 | 0.041 | 7.8772 | 13.3935 | 0 | 0.011692 | 7.8098
1995-03-21 12:00 | 170.2564 | 204.5116 | 505.7946 | 37.1412 | 5.9535 | 1.7532 | 6.9013 | 18.8723 | 0 | 0.011692 | 10.0928
1995-03-21 13:00 | 203.1382 | 185.2979 | 491.6654 | 27.4277 | 9.1393 | 1.7665 | 7.9627 | 19.3877 | 0 | 0.011692 | 0.21045
1995-03-21 14:00 | 216.5139 | 179.3031 | 443.9946 | 36.4019 | 8.1433 | 1.768 | 8.0208 | 19.461 | 0 | 0.011692 | 1.8056
1995-03-21 15:00 | 218.0076 | 179.2493 | 357.9129 | 39.753 | 11.049 | 1.7686 | 8.0825 | 19.5257 | 0 | 0.011692 | 0
1995-03-21 16:00 | 243.471 | 183.3126 | 221.3025 | 24.785 | 55.1685 | 1.7686 | 8.2591 | 19.9313 | 0 | 0.016806 | 1.3816
1995-03-21 17:00 | 242.5909 | 183.5667 | 77.6783 | 49.6763 | 63.0753 | 1.7679 | 9.379 | 19.9442 | 0 | 0.016806 | 8.9041
1995-03-21 18:00 | 242.6336 | 173.1254 | 6.0626 | 66.4525 | 63.0753 | 1.7667 | 10.143 | 20.0168 | 0 | 0.016806 | 30.5616
1995-03-21 19:00 | 244.544 | 160.1563 | 0 | 77.0022 | 63.0753 | 1.7656 | 13.9054 | 20.0492 | 0 | 0.016806 | 25.8984
1995-03-21 20:00 | 241.5263 | 148.5933 | 0 | 82.9436 | 67.8617 | 1.7657 | 17.2687 | 20.0048 | 0 | 0.016806 | 45.8172
1995-03-21 21:00 | 235.6791 | 142.0649 | 0 | 80.3829 | 68.9968 | 1.7654 | 16.1846 | 19.8459 | 0 | 0.016806 | 45.8207
1995-03-21 22:00 | 226.8967 | 136.3295 | 0 | 78.0717 | 77.926 | 1.7665 | 16.6941 | 19.7629 | 0 | 0.016806 | 35.9139
1995-03-21 23:00 | 212.5104 | 134.3559 | 0 | 71.0021 | 78.7058 | 1.7669 | 16.264 | 19.6392 | 0 | 0.016146 | 42.9969
1995-03-22 | 202.9139 | 134.6942 | 0 | 86.1816 | 72.0521 | 1.7672 | 16.0568 | 19.4961 | 0 | 0.016146 | 78.3999
1995-03-22 01:00 | 198.8549 | 139.6163 | 0 | 77.4753 | 71.093 | 1.767 | 15.5076 | 19.4705 | 0 | 0.016146 | 73.0773
1995-03-22 02:00 | 198.5992 | 149.8444 | 0 | 74.3642 | 70.5818 | 1.7664 | 15.1101 | 19.4265 | 0 | 0.016146 | 57.0489
1995-03-22 03:00 | 199.219 | 158.1441 | 0 | 73.5081 | 70.1608 | 1.7627 | 14.8761 | 19.4465 | 0 | 0.016146 | 21.5157
1995-03-22 04:00 | 202.7985 | 162.5529 | 0 | 69.4783 | 70.3273 | 1.7559 | 14.3126 | 19.1814 | 0 | 0.016146 | 7.0907
1995-03-22 05:00 | 203.4505 | 167.8059 | 2.0427 | 62.3779 | 70.0644 | 1.7797 | 11.1959 | 19.5857 | 0 | 0.016146 | 3.7775
1995-03-22 06:00 | 198.6682 | 177.5927 | 39.1975 | 59.3307 | 67.4205 | 1.7384 | 8.2051 | 19.7786 | 0 | 0.011692 | 1.2405
1995-03-22 07:00 | 181.0622 | 187.5447 | 170.6028 | 43.4474 | 64.271 | 1.7437 | 8.3672 | 19.4883 | 0 | 0.011692 | 0.82532
1995-03-22 08:00 | 160.0753 | 199.1829 | 322.1336 | 37.5604 | 17.875 | 1.7438 | 8.3986 | 19.4696 | 0 | 0.011692 | 0.40238
1995-03-22 09:00 | 126.9907 | 210.359 | 445.9317 | 19.8436 | 14.0682 | 1.767 | 8.3544 | 19.7661 | 0 | 0.011692 | 0
1995-03-22 10:00 | 135.7735 | 211.5463 | 490.7971 | 25.0413 | 12.8124 | 1.7937 | 8.344 | 19.4115 | 0 | 0.011692 | 0
1995-03-22 11:00 | 136.3143 | 201.5494 | 528.4761 | 24.1705 | 14.4701 | 1.7964 | 8.2605 | 19.3833 | 0 | 0.011692 | 0
1995-03-22 12:00 | 134.6125 | 204.0161 | 529.1009 | 25.2635 | 14.8905 | 1.7984 | 8.1723 | 19.35 | 0 | 0.011692 | 0.044641
1995-03-22 13:00 | 150.7364 | 196.7182 | 502.8461 | 26.0697 | 13.2285 | 1.8 | 8.1584 | 19.7095 | 0 | 0.011692 | 0.62952
1995-03-22 14:00 | 165.5058 | 198.5798 | 442.8283 | 24.3572 | 13.6204 | 1.8015 | 8.2182 | 19.4565 | 0 | 0.011692 | 1.0594
1995-03-22 15:00 | 175.225 | 198.9253 | 363.264 | 32.3274 | 18.0462 | 1.8021 | 8.3147 | 19.5918 | 0 | 0.011692 | 0.91033
1995-03-22 16:00 | 186.3134 | 200.9616 | 228.4094 | 38.5825 | 42.4367 | 1.8387 | 8.3809 | 19.6589 | 0 | 0.011692 | 12.493
1995-03-22 17:00 | 192.0317 | 209.0819 | 77.2713 | 39.9867 | 73.0843 | 1.8382 | 8.6112 | 20.0336 | 0 | 0.016806 | 36.1277
1995-03-22 18:00 | 202.0567 | 212.7759 | 5.8917 | 63.8877 | 71.304 | 1.8372 | 8.56 | 19.7426 | 0 | 0.016806 | 53.7523
1995-03-22 19:00 | 213.9947 | 219.2626 | 0 | 54.3 | 71.304 | 1.8364 | 8.5924 | 19.7232 | 0 | 0.016806 | 48.9169
1995-03-22 20:00 | 224.2318 | 226.8135 | 0 | 52.786 | 71.304 | 1.8365 | 8.5753 | 19.8964 | 0 | 0.016806 | 40.5626
1995-03-22 21:00 | 232.0058 | 232.7689 | 0 | 64.0623 | 69.8827 | 1.8364 | 8.6593 | 19.9723 | 0 | 0.016806 | 21.7734
1995-03-22 22:00 | 237.991 | 231.3896 | 0 | 63.2529 | 64.1384 | 1.8375 | 8.4845 | 19.9054 | 0 | 0.016806 | 16.5087
1995-03-22 23:00 | 244.6437 | 232.7896 | 0 | 54.0829 | 63.0753 | 1.838 | 8.3088 | 19.8179 | 0 | 0.016146 | 4.6415
1995-03-23 | 246.8124 | 230.3453 | 0 | 52.7265 | 63.4403 | 1.9001 | 8.8197 | 19.6746 | 0 | 0.12975 | 17.3714
1995-03-23 01:00 | 245.9384 | 225.3005 | 0 | 47.8365 | 63.0753 | 1.9 | 8.0578 | 19.6205 | 0 | 0.12975 | 27.4416
1995-03-23 02:00 | 246.3448 | 214.0315 | 0 | 42.5755 | 66.9075 | 1.8994 | 8.4949 | 19.5991 | 0 | 0.12975 | 12.5275
1995-03-23 03:00 | 244.2314 | 199.8181 | 0 | 42.5982 | 66.013 | 1.8958 | 8.5084 | 19.6283 | 0 | 0.12975 | 22.0207
1995-03-23 04:00 | 241.7342 | 190.7083 | 0 | 42.7741 | 63.866 | 1.8921 | 8.2223 | 19.6152 | 0 | 0.12975 | 7.6426
1995-03-23 05:00 | 238.0754 | 182.0753 | 1.842 | 39.5516 | 63.896 | 1.8895 | 8.0542 | 19.6863 | 0 | 0.090092 | 10.306
1995-03-23 06:00 | 233.4645 | 181.0623 | 30.3276 | 44.1033 | 63.0753 | 1.8685 | 8.321 | 19.8904 | 0 | 0.090092 | 7.3234
1995-03-23 07:00 | 223.1073 | 187.8714 | 157.6622 | 33.9788 | 63.3063 | 1.8699 | 8.6166 | 20.0619 | 0 | 0.011692 | 3.1166
1995-03-23 08:00 | 197.1543 | 195.3171 | 318.0519 | 26.038 | 41.0286 | 1.8724 | 8.4717 | 19.8325 | 0 | 0.011692 | 0.3579
1995-03-23 09:00 | 160.4791 | 198.5977 | 441.9087 | 23.7112 | 11.4693 | 0.052253 | 7.8458 | 19.3089 | 0 | 0.011692 | 0
1995-03-23 10:00 | 141.2397 | 188.6141 | 510.0927 | 25.1396 | 11.4693 | 1.8774 | 7.7516 | 19.4685 | 0 | 0.011692 | 0.24186
1995-03-23 11:00 | 147.0752 | 195.6321 | 512.1731 | 21.1699 | 11.4693 | 1.8797 | 7.6859 | 19.1666 | 0 | 0.011692 | 0
1995-03-23 12:00 | 155.0866 | 194.275 | 528.6082 | 24.735 | 11.4693 | 1.8814 | 7.554 | 19.0116 | 0 | 0.011692 | 0
1995-03-23 13:00 | 157.1594 | 211.5138 | 506.1231 | 12.7283 | 11.4693 | 0.052253 | 7.5324 | 18.8738 | 0 | 0.011692 | 0
1995-03-23 14:00 | 146.8719 | 216.7153 | 465.391 | 19.3935 | 11.4693 | 1.884 | 7.655 | 19.3632 | 0 | 0.011692 | 0.30729
1995-03-23 15:00 | 167.1455 | 223.0443 | 391.8224 | 21.8156 | 11.4693 | 1.9462 | 8.017 | 19.3889 | 0 | 0.011692 | 0.20728
1995-03-23 16:00 | 165.6158 | 231.5949 | 246.2357 | 33.686 | 25.1391 | 1.9512 | 9.1112 | 19.7961 | 0 | 0.016806 | 4.87
1995-03-23 17:00 | 176.206 | 237.4953 | 85.2385 | 31.2735 | 61.9773 | 1.9508 | 9.7152 | 19.9647 | 0 | 0.17381 | 38.3531
1995-03-23 18:00 | 187.474 | 241.7686 | 7.109 | 46.5616 | 62.2887 | 1.95 | 10.3466 | 20.058 | 0 | 0.17381 | 52.5642
1995-03-23 19:00 | 201.2065 | 246.2362 | 0 | 40.8661 | 61.9773 | 1.9493 | 10.9393 | 20.245 | 0 | 0.17381 | 48.2451
1995-03-23 20:00 | 206.9835 | 249.8311 | 0 | 44.6111 | 61.9773 | 1.9494 | 10.8047 | 20.2188 | 0 | 0.17381 | 52.1532
1995-03-23 21:00 | 208.8416 | 251.1753 | 0 | 63.9325 | 61.9773 | 1.9443 | 10.8306 | 20.1736 | 0 | 0.17381 | 29.7418
1995-03-23 22:00 | 207.2828 | 249.5536 | 0 | 62.1398 | 61.9773 | 1.9592 | 10.2782 | 19.819 | 0 | 0.17381 | 27.3531
1995-03-23 23:00 | 214.6384 | 248.2085 | 0 | 55.1194 | 61.9773 | 1.9596 | 9.8803 | 18.0872 | 0 | 0.23395 | 13.1657
1995-03-24 | 213.2501 | 247.2647 | 0 | 49.2805 | 61.9773 | 1.898 | 10.009 | 19.5066 | 0 | 0.24872 | 23.4303
1995-03-24 01:00 | 210.0152 | 244.1162 | 0 | 56.5518 | 61.9773 | 1.8979 | 9.6628 | 19.4384 | 0 | 0.24872 | 15.9693
1995-03-24 02:00 | 211.9286 | 242.304 | 0 | 53.9505 | 61.9773 | 1.887 | 9.315 | 19.1682 | 0 | 0.24872 | 16.9465
1995-03-24 03:00 | 210.2881 | 237.2571 | 0 | 51.5177 | 62.4904 | 1.8838 | 9.355 | 18.4308 | 0 | 0.24872 | 9.6319
1995-03-24 04:00 | 195.7309 | 227.9213 | 0 | 41.7303 | 61.9773 | 1.8805 | 9.4376 | 19.3884 | 0 | 0.24872 | 5.0444
1995-03-24 05:00 | 197.375 | 218.6525 | 2.2992 | 42.142 | 61.9773 | 0.052253 | 9.2101 | 13.769 | 0 | 0.23395 | 7.941
1995-03-24 06:00 | 172.9198 | 198.1771 | 39.3842 | 36.1415 | 61.9773 | 0.052253 | 8.5734 | 13.7558 | 0 | 0.21737 | 17.2468
1995-03-24 07:00 | 148.4236 | 211.4618 | 163.4665 | 24.7033 | 65.3118 | 0.052253 | 8.0955 | 19.1826 | 0 | 0.016806 | 11.7612
1995-03-24 08:00 | 123.8514 | 172.0517 | 334.2706 | 24.5213 | 28.0277 | 0.052253 | 7.058 | 13.3236 | 0 | 0.011692 | 5.4731
1995-03-24 09:00 | 92.8736 | 191.8545 | 430.9204 | 18.3185 | 16.131 | 1.8607 | 7.6038 | 19.1403 | 0 | 0.011692 | 0
1995-03-24 10:00 | 116.9632 | 177.157 | 466.0215 | 24.5305 | 16.131 | 0.052253 | 6.6151 | 18.4526 | 0 | 0.011692 | 0
1995-03-24 11:00 | 104.4331 | 142.0614 | 518.9016 | 21.3127 | 16.131 | 1.4664 | 6.6896 | 18.6249 | 0 | 0.011692 | 3.5309
1995-03-24 12:00 | 107.3402 | 190.7397 | 487.9493 | 11.7237 | 14.3662 | 0.052253 | 7.3749 | 13.2178 | 0 | 0.011692 | 0
1995-03-24 13:00 | 138.0799 | 154.1457 | 484.3679 | 13.8948 | 13.6068 | 0.052253 | 6.1433 | 16.641 | 0 | 0.011692 | 0.12042
1995-03-24 14:00 | 118.1047 | 206.5239 | 391.9256 | 26.8303 | 13.7354 | 0.052253 | 7.1335 | 12.963 | 0 | 0.011692 | 17.6947
1995-03-24 15:00 | 136.7457 | 233.6553 | 339.0829 | 9.1692 | 14.9664 | 0.052253 | 6.5371 | 12.1655 | 0 | 0.011692 | 0.16399
1995-03-24 16:00 | 157.0683 | 255.2375 | 222.1795 | 26.9534 | 14.8309 | 1.8835 | 11.1429 | 13.443 | 0 | 0.016806 | 1.2639
1995-03-24 17:00 | 175.8369 | 261.9755 | 76.8284 | 34.1045 | 39.4476 | 1.8599 | 13.3805 | 19.1315 | 0 | 0.34102 | 10.7688
1995-03-24 18:00 | 187.3577 | 267.709 | 6.9303 | 24.0048 | 59.7453 | 0.052253 | 16.1221 | 19.1599 | 0 | 0.34102 | 25.7932
1995-03-24 19:00 | 211.0053 | 271.2853 | 0 | 30.1009 | 35.0591 | 0.052253 | 15.7426 | 17.7847 | 0 | 0.34102 | 52.3035
1995-03-24 20:00 | 220.0546 | 275.8172 | 0 | 19.7842 | 47.2554 | 1.8621 | 18.2075 | 19.6288 | 0 | 0.34102 | 27.1021
1995-03-24 21:00 | 219.983 | 267.0061 | 0 | 37.4087 | 39.6941 | 1.862 | 15.8997 | 19.1496 | 0 | 0.34102 | 17.6606
1995-03-24 22:00 | 224.1878 | 262.1483 | 0 | 36.1936 | 41.4601 | 0.052253 | 16.3505 | 19.1014 | 0 | 0.34102 | 16.8933
1995-03-24 23:00 | 217.148 | 272.0055 | 0 | 36.3585 | 35.1981 | 0.052253 | 14.9244 | 18.9221 | 0 | 0.30657 | 12.173
1995-03-25 | 212.2855 | 264.196 | 0 | 50.3624 | 11.4693 | 0.052253 | 9.5087 | 12.8579 | 0 | 0.056448 | 27.0026
1995-03-25 01:00 | 218.1781 | 221.5446 | 0 | 35.8982 | 12.4811 | 0.052253 | 9.5972 | 18.1131 | 0 | 0.056448 | 48.8725
1995-03-25 02:00 | 230.7144 | 221.7592 | 0 | 46.6986 | 13.8068 | 0.052253 | 9.604 | 17.2038 | 0 | 0.056448 | 15.0961
1995-03-25 03:00 | 190.029 | 269.2701 | 0 | 37.6873 | 14.7972 | 0.052253 | 9.4876 | 12.875 | 0 | 0.056448 | 12.1129
1995-03-25 04:00 | 227.7631 | 227.0346 | 0.00094333 | 32.7752 | 15.6559 | 0.052253 | 9.563 | 13.092 | 0 | 0.056448 | 5.5253
1995-03-25 05:00 | 229.1664 | 211.7106 | 2.7666 | 27.4997 | 15.9344 | 0.052253 | 8.7787 | 17.6135 | 0 | 0.056448 | 1.0948
1995-03-25 06:00 | 179.7369 | 262.0367 | 37.6969 | 24.9951 | 15.51 | 0.052253 | 9.2777 | 12.7823 | 0 | 0.01527 | 0
1995-03-25 07:00 | 175.0991 | 237.3931 | 122.469 | 18.4912 | 14.8162 | 0.052253 | 6.2366 | 12.9515 | 0 | 0.016806 | 0.33972
1995-03-25 08:00 | 205.6531 | 207.8238 | 211.2426 | 10.0736 | 12.9283 | 0.052253 | 6.1624 | 12.9715 | 0 | 0.016806 | 0
1995-03-25 09:00 | 122.9551 | 261.111 | 295.9764 | 22.9549 | 13.493 | 1.8149 | 6.0412 | 12.9637 | 0 | 0.016806 | 0.5504
1995-03-25 10:00 | 147.1141 | 175.9165 | 342.3458 | 25.312 | 11.6911 | 0.052253 | 4.6049 | 9.605 | 0 | 0.016806 | 14.2208
1995-03-25 11:00 | 122.1812 | 241.2982 | 334.8619 | 16.7984 | 10.4232 | 0.052253 | 6.5101 | 12.9175 | 0 | 0.016806 | 0.28791
1995-03-25 12:00 | 166.8498 | 188.0852 | 342.7464 | 7.278 | 11.1856 | 0.052253 | 3.7482 | 10.0294 | 0 | 0.016806 | 0
1995-03-25 13:00 | 192.2786 | 168.7583 | 326.617 | 24.4472 | 9.5144 | 0.052253 | 4.4682 | 10.7865 | 0 | 0.016806 | 1.3501
1995-03-25 14:00 | 169.5998 | 181.6017 | 302.9515 | 25 | 10.4158 | 0.052253 | 5.8722 | 12.2446 | 0 | 0.016806 | 0.44443
1995-03-25 15:00 | 207.8165 | 188.3084 | 236.032 | 12.2085 | 14.6668 | 0.052253 | 6.1771 | 13.1266 | 0 | 0.016806 | 1.0984
1995-03-25 16:00 | 179.6677 | 239.7957 | 176.7715 | 24.6138 | 16.7507 | 0.052253 | 8.3074 | 13.5418 | 0 | 0.016806 | 1.6412
1995-03-25 17:00 | 220.7607 | 255.5553 | 61.0893 | 27.7792 | 16.131 | 1.8395 | 9.2774 | 19.0839 | 0 | 0.0589 | 8.4866
1995-03-25 18:00 | 232.6719 | 239.7784 | 5.7136 | 22.3272 | 16.131 | 0.052253 | 10.5338 | 14.0559 | 0 | 0.0589 | 24.9075
1995-03-25 19:00 | 249.4503 | 235.299 | 0 | 22.9506 | 15.9493 | 0.052253 | 10.818 | 14.0905 | 0 | 0.0589 | 27.5047
1995-03-25 20:00 | 245.5689 | 258.8314 | 0 | 27.8513 | 15.0979 | 0.052253 | 9.9068 | 13.653 | 0 | 0.0589 | 18.9327
1995-03-25 21:00 | 261.6694 | 254.5345 | 0 | 28.1806 | 14.705 | 0.052253 | 10.697 | 13.9366 | 0 | 0.0589 | 10.8263
1995-03-25 22:00 | 262.8805 | 242.336 | 0 | 24.3647 | 12.0308 | 0.052253 | 10.3628 | 13.8123 | 0 | 0.016806 | 13.989
1995-03-25 23:00 | 258.8827 | 237.8008 | 0 | 24.5104 | 11.4693 | 0.052253 | 8.8754 | 13.3478 | 0 | 0.016146 | 7.8017
1995-03-26 | 249.7474 | 239.355 | 0 | 38.4715 | 8.8334 | 0.052253 | 9.3185 | 13.329 | 0 | 0.016146 | 28.1567
1995-03-26 01:00 | 260.2338 | 225.4652 | 0 | 36.0574 | 8.7592 | 0.052253 | 9.2476 | 13.3861 | 0 | 0.016146 | 16.0932
1995-03-26 02:00 | 234.8323 | 234.597 | 0 | 28.9564 | 8.9204 | 1.8301 | 9.3078 | 18.9583 | 0 | 0.016146 | 15.0202
1995-03-26 03:00 | 233.6056 | 232.1785 | 0 | 30.2557 | 11.3929 | 0.052253 | 9.351 | 17.7291 | 0 | 0.016146 | 18.9534
1995-03-26 04:00 | 235.3871 | 238.3974 | 0.012154 | 20.5866 | 15.4024 | 0.011253 | 9.7609 | 18.9662 | 0 | 0.016146 | 16.4025
1995-03-26 05:00 | 240.6623 | 244.0757 | 2.565 | 30.5897 | 15.8013 | 0.011253 | 8.8575 | 17.4783 | 0 | 0.016146 | 29.0625
1995-03-26 06:00 | 246.1197 | 248.7168 | 33.2855 | 31.9298 | 16.4187 | 1.7864 | 9.9754 | 19.4388 | 0 | 0.016146 | 28.1683
1995-03-26 07:00 | 223.0953 | 264.0115 | 124.7537 | 36.171 | 16.1747 | 1.7876 | 9.0366 | 19.7186 | 0 | 0.016806 | 1.3439
1995-03-26 08:00 | 201.0182 | 254.3833 | 241.1234 | 20.3751 | 12.7987 | 0.011253 | 7.9303 | 19.2948 | 0 | 0.011692 | 1.8918
1995-03-26 09:00 | 198.1301 | 253.457 | 301.1633 | 24.223 | 8.2023 | 0.011253 | 7.9347 | 13.6683 | 0 | 0.011692 | 0.38821
1995-03-26 10:00 | 170.419 | 247.001 | 363.2144 | 19.5146 | 7.2917 | 0.011253 | 7.8843 | 13.5968 | 0 | 0.011692 | 0.403
1995-03-26 11:00 | 177.8274 | 245.1581 | 396.2439 | 26.3558 | 8.2283 | 0.011253 | 7.8078 | 13.6289 | 0 | 0.011692 | 0
1995-03-26 12:00 | 178.2675 | 248.6507 | 389.1969 | 19.5904 | 8.9889 | 0.011253 | 7.6979 | 13.5427 | 0 | 0.011692 | 4.8526
1995-03-26 13:00 | 197.5538 | 269.3555 | 341.5071 | 26.0599 | 9.5001 | 0.011253 | 7.5758 | 13.4284 | 0 | 0.011692 | 0
1995-03-26 14:00 | 205.0241 | 275.0575 | 307.071 | 35.0821 | 9.7524 | 1.7938 | 7.7133 | 13.593 | 0 | 0.011692 | 0.21414
1995-03-26 15:00 | 215.474 | 269.2586 | 267.0813 | 13.1978 | 13.4832 | 0.011253 | 7.7799 | 13.6369 | 0 | 0.011692 | 0.70386
1995-03-26 16:00 | 242.7926 | 271.7782 | 161.8696 | 26.461 | 16.131 | 0.011253 | 9.7018 | 13.9145 | 0 | 0.016806 | 10.0832
1995-03-26 17:00 | 264.3652 | 273.5963 | 63.2108 | 31.3287 | 16.131 | 0.011253 | 10.5494 | 13.9674 | 0 | 0.016806 | 18.9294
1995-03-26 18:00 | 275.3698 | 287.6773 | 7.2556 | 50.8179 | 16.131 | 0.011253 | 11.487 | 19.6792 | 0 | 0.016806 | 36.9477
1995-03-26 19:00 | 275.5223 | 273.1825 | 0 | 44.3465 | 15.8059 | 0.011253 | 10.6367 | 14.0585 | 0 | 0.016806 | 31.8822
1995-03-26 20:00 | 268.5091 | 275.4702 | 0 | 42.0131 | 14.4222 | 0.011253 | 11.5085 | 13.9671 | 0 | 0.016806 | 21.3926
1995-03-26 21:00 | 283.1992 | 252.5701 | 0 | 46.6271 | 11.9208 | 0.011253 | 11.4965 | 13.8935 | 0 | 0.016806 | 29.5167
1995-03-26 22:00 | 283.4586 | 262.9437 | 0 | 48.9022 | 11.4693 | 0.011253 | 11.04 | 17.2224 | 0 | 0.016806 | 33.2076
1995-03-26 23:00 | 267.0628 | 258.0618 | 0 | 41.5082 | 13.9389 | 0.011253 | 10.5161 | 13.5003 | 0 | 0.016146 | 3.7719
1995-03-27 | 273.6799 | 273.2114 | 0 | 54.3796 | 16.131 | 1.78 | 9.3303 | 19.3104 | 0 | 0.008267 | 1.5176
1995-03-27 01:00 | 260.7485 | 274.839 | 0 | 60.9208 | 15.1417 | 1.7802 | 8.9688 | 19.497 | 0 | 0.008267 | 13.0365
1995-03-27 02:00 | 267.0071 | 276.793 | 0 | 42.0176 | 15.6831 | 1.7798 | 9.3913 | 19.4119 | 0 | 0.008267 | 12.1964
1995-03-27 03:00 | 284.7041 | 282.2311 | 0 | 46.807 | 15.3512 | 1.7773 | 8.9221 | 19.1766 | 0 | 0.008267 | 2.3148
1995-03-27 04:00 | 262.729 | 282.563 | 0.024116 | 40.6192 | 15.4423 | 1.8155 | 8.7907 | 19.1299 | 0 | 0.008267 | 3.7999
1995-03-27 05:00 | 278.9185 | 285.5323 | 3.1075 | 43.7899 | 16.131 | 1.8139 | 9.4727 | 19.2255 | 0 | 0.008267 | 21.1827
1995-03-27 06:00 | 288.1311 | 285.1991 | 31.3384 | 46.2867 | 11.4436 | 1.8134 | 9.0991 | 19.3006 | 0 | 0.008267 | 6.714
1995-03-27 07:00 | 280.4133 | 288.7659 | 109.5396 | 53.1445 | 11.968 | 1.8146 | 8.4212 | 19.5105 | 0 | 0.0044642 | 19.8872
1995-03-27 08:00 | 282.6858 | 288.0685 | 212.1607 | 35.3332 | 10.0928 | 1.8161 | 8.2787 | 19.4975 | 0 | 0.0044642 | 12.5428
1995-03-27 09:00 | 265.1085 | 276.2262 | 285.5259 | 48.6978 | 11.968 | 1.8179 | 8.0436 | 19.185 | 0 | 0.0044642 | 17.5214
1995-03-27 10:00 | 270.134 | 283.7667 | 344.0262 | 41.5749 | 12.328 | 1.8087 | 8.0451 | 19.2653 | 0 | 0.0044642 | 0.78179
1995-03-27 11:00 | 280.3955 | 280.2615 | 371.1301 | 35.8551 | 11.968 | 1.8101 | 8.0993 | 19.2346 | 0 | 0.0044642 | 0.98074
1995-03-27 12:00 | 280.623 | 269.0304 | 385.98 | 47.3624 | 5.3063 | 1.8114 | 7.8332 | 19.011 | 0 | 0.0044642 | 12.9931
1995-03-27 13:00 | 297.7932 | 272.6101 | 347.3335 | 32.2269 | 11.968 | 1.8134 | 7.8144 | 18.9495 | 0 | 0.0044642 | 4.622
1995-03-27 14:00 | 317.783 | 276.8935 | 322.6804 | 41.8365 | 12.4989 | 1.825 | 8.0358 | 19.2352 | 0 | 0.0044642 | 5.3274
1995-03-27 15:00 | 319.2175 | 275.1963 | 261.6684 | 35.1838 | 13.1755 | 1.8252 | 8.0264 | 18.824 | 0 | 0.0044642 | 19.0606
1995-03-27 16:00 | 333.5147 | 279.8106 | 162.0108 | 26.7197 | 10.9202 | 1.8239 | 8.2115 | 19.2124 | 0 | 0.0044642 | 2.1849
1995-03-27 17:00 | 355.2018 | 281.6175 | 62.1583 | 33.6554 | 8.5279 | 1.8281 | 9.4763 | 19.5178 | 0 | 0.008927 | 17.0314
1995-03-27 18:00 | 359.6888 | 277.974 | 6.6547 | 44.0987 | 8.0424 | 1.8276 | 9.6395 | 19.3173 | 0 | 0.008927 | 18.5035
1995-03-27 19:00 | 357.042 | 275.5649 | 0 | 44.9939 | 18.7083 | 1.8302 | 9.502 | 19.7379 | 0 | 0.008927 | 13.6203
1995-03-27 20:00 | 348.614 | 261.9801 | 0 | 30.1715 | 40.4999 | 1.8298 | 9.7132 | 19.4792 | 0 | 0.008927 | 14.7502
1995-03-27 21:00 | 333.1296 | 251.3601 | 0 | 32.003 | 56.2584 | 1.8291 | 9.428 | 19.4665 | 0 | 0.008927 | 17.3212
1995-03-27 22:00 | 319.7076 | 248.3889 | 0 | 38.2992 | 54.8884 | 1.6899 | 9.4736 | 19.6429 | 0 | 0.008927 | 30.8039
1995-03-27 23:00 | 300.8591 | 240.913 | 0 | 47.4446 | 55.5945 | 1.6896 | 9.4687 | 19.3486 | 0 | 0.008267 | 32.1109
1995-03-28 | 297.5088 | 234.2291 | 0 | 42.833 | 55.0573 | 1.6912 | 8.1467 | 19.5736 | 0 | 0.007607 | 29.6432
1995-03-28 01:00 | 292.6689 | 233.7448 | 0 | 53.0446 | 54.3996 | 1.691 | 7.9216 | 19.2009 | 0 | 0.007607 | 19.1452
1995-03-28 02:00 | 264.6131 | 229.9821 | 0 | 55.7886 | 54.1151 | 1.6905 | 8.0126 | 19.0875 | 0 | 0.007607 | 26.9288
1995-03-28 03:00 | 289.4236 | 231.6799 | 0 | 40.0187 | 54.6203 | 1.688 | 7.0682 | 19.0265 | 0 | 0.0041054 | 32.2709
1995-03-28 04:00 | 249.1554 | 249.0737 | 0.021251 | 36.516 | 55.5365 | 1.6854 | 7.6836 | 18.2344 | 0 | 0 | 18.3156
1995-03-28 05:00 | 276.1824 | 256.3851 | 2.1672 | 34.859 | 55.3566 | 0.041 | 7.9326 | 13.0537 | 0 | 0 | 17.364
1995-03-28 06:00 | 272.0126 | 265.8602 | 33.0021 | 26.8196 | 52.7973 | 0.041 | 8.0083 | 12.8448 | 0 | 0 | 6.7649
1995-03-28 07:00 | 264.6488 | 278.6696 | 152.4841 | 42.0445 | 17.8526 | 1.6842 | 7.9988 | 18.7388 | 0 | 0 | 14.0092
1995-03-28 08:00 | 240.6158 | 268.7059 | 272.8771 | 25.814 | 3.2432 | 1.6858 | 7.4229 | 18.2605 | 0 | 0 | 1.3419
1995-03-28 09:00 | 229.2162 | 251.164 | 357.4559 | 23.0191 | 1.2743 | 0.041 | 6.4605 | 12.4 | 0 | 0 | 1.764
1995-03-28 10:00 | 214.369 | 243.4702 | 405.0745 | 15.6475 | 1.9498 | 1.7002 | 4.2393 | 17.0141 | 0 | 0 | 11.1857
1995-03-28 11:00 | 230.1352 | 242.8634 | 418.0287 | 14.6752 | 2.6465 | 1.7018 | 4.3698 | 16.9702 | 0 | 0 | 0.98397
1995-03-28 12:00 | 242.8911 | 223.9338 | 439.8887 | 15.4707 | 0.69727 | 1.7029 | 7.2707 | 18.1912 | 0 | 0 | 2.5428
1995-03-28 13:00 | 223.222 | 223.0944 | 411.4551 | 9.8421 | 1.0645 | 1.7043 | 7.3073 | 18.5031 | 0 | 0 | 6.4564
1995-03-28 14:00 | 268.7706 | 220.5728 | 347.0771 | 25.4644 | 3.7266 | 1.7049 | 7.195 | 18.0798 | 0 | 0 | 0.3032
1995-03-28 15:00 | 307.2074 | 198.4884 | 252.5429 | 15.4293 | 6.0907 | 1.6916 | 7.5186 | 17.6213 | 0 | 0 | 1.6441
1995-03-28 16:00 | 324.2071 | 192.8511 | 165.6468 | 28.9161 | 10.9651 | 1.6915 | 7.9144 | 19.222 | 0 | 0 | 6.5709
1995-03-28 17:00 | 323.8639 | 181.5653 | 60.7541 | 44.7222 | 11.9154 | 1.6797 | 12.3642 | 19.1743 | 0 | 0 | 16.7981
1995-03-28 18:00 | 314.3447 | 162.531 | 7.1073 | 53.6835 | 11.0139 | 1.6789 | 8.0635 | 19.4166 | 0 | 0 | 52.5193
1995-03-28 19:00 | 307.7836 | 171.6423 | 0 | 52.0961 | 11.0139 | 1.6778 | 14.6736 | 19.4624 | 0 | 0 | 59.2536
1995-03-28 20:00 | 300.6947 | 190.5808 | 0 | 60.8881 | 11.0139 | 1.6777 | 14.848 | 19.4629 | 0 | 0 | 57.0592
1995-03-28 21:00 | 288.349 | 229.1821 | 0 | 59.3621 | 11.0139 | 1.6742 | 8.4059 | 19.6508 | 0 | 0 | 50.2579
1995-03-28 22:00 | 283.7889 | 270.2964 | 0 | 53.8147 | 11.0139 | 1.6755 | 8.0804 | 19.2077 | 0 | 0 | 13.5741
1995-03-28 23:00 | 268.8504 | 271.3395 | 0 | 56.001 | 11.0139 | 1.6756 | 7.6375 | 19.1689 | 0 | 0 | 3.186
1995-03-29 | 264.6097 | 267.2582 | 0 | 42.5346 | 40.1348 | 1.6756 | 14.2179 | 19.3989 | 0 | 0 | 31.8897
1995-03-29 01:00 | 270.1428 | 260.7908 | 0 | 49.5204 | 21.0882 | 1.6755 | 14.2888 | 17.9448 | 0 | 0 | 34.3485
1995-03-29 02:00 | 280.4528 | 259.4405 | 0 | 52.6583 | 19.5349 | 1.6744 | 14.273 | 17.9221 | 0 | 0 | 16.7626
1995-03-29 03:00 | 290.3967 | 257.8149 | 0 | 34.8907 | 24.6755 | 1.6718 | 14.2666 | 17.9505 | 0 | 0 | 20.5239
1995-03-29 04:00 | 298.454 | 254.1924 | 0.016744 | 32.397 | 21.9304 | 1.6262 | 14.3225 | 19.1151 | 0 | 0 | 9.2951
1995-03-29 05:00 | 303.4436 | 252.852 | 3.1567 | 28.3965 | 24.0429 | 1.6243 | 14.4687 | 18.1015 | 0 | 0 | 15.3899
1995-03-29 06:00 | 297.9641 | 246.7483 | 36.3912 | 43.4064 | 25.0082 | 1.6239 | 14.686 | 19.7006 | 0 | 0 | 8.3429
1995-03-29 07:00 | 285.7295 | 243.6164 | 134.2688 | 32.8972 | 40.8027 | 1.6248 | 15.0944 | 19.8818 | 0 | 0 | 0.49857
1995-03-29 08:00 | 268.8911 | 233.5502 | 244.9417 | 26.4674 | 25.491 | 1.6264 | 7.7449 | 19.5405 | 0 | 0 | 0
1995-03-29 09:00 | 264.8097 | 226.7833 | 333.2619 | 21.5078 | 20.3809 | 1.6276 | 7.8782 | 17.474 | 0 | 0 | 0.18403
1995-03-29 10:00 | 250.0925 | 207.8739 | 412.2089 | 21.9197 | 21.8185 | 1.6331 | 7.8338 | 16.8402 | 0 | 0 | 0
1995-03-29 11:00 | 244.5554 | 206.8725 | 394.3113 | 29.974 | 22.761 | 1.6444 | 7.438 | 18.7504 | 0 | 0 | 0
1995-03-29 12:00 | 210.3036 | 206.3534 | 471.0055 | 22.3007 | 21.6815 | 1.645 | 5.1184 | 16.5988 | 0 | 0 | 0
1995-03-29 13:00 | 208.9245 | 182.911 | 483.5272 | 14.065 | 22.5884 | 1.6454 | 7.1715 | 17.9363 | 0 | 0 | 0
1995-03-29 14:00 | 225.6361 | 207.7997 | 425.6357 | 12.764 | 21.7821 | 1.6325 | 5.0427 | 17.8845 | 0 | 0 | 1.7083
1995-03-29 15:00 | 234.9991 | 212.1949 | 314.3978 | 23.7373 | 22.9852 | 1.6323 | 6.99 | 18.1331 | 0 | 0 | 0
1995-03-29 16:00 | 267.8777 | 219.6641 | 210.641 | 25.8767 | 21.4931 | 1.6311 | 11.9378 | 18.3183 | 0 | 0 | 2.0961
1995-03-29 17:00 | 295.3864 | 226.4698 | 78.9283 | 24.282 | 35.3747 | 1.6333 | 15.3322 | 19.0453 | 0 | 0 | 6.2526
1995-03-29 18:00 | 295.7678 | 229.9283 | 7.7994 | 30.2303 | 61.7949 | 1.6321 | 15.7399 | 19.8984 | 0 | 0 | 12.7168
1995-03-29 19:00 | 295.0557 | 224.6249 | 0 | 34.3522 | 68.4195 | 1.6312 | 16.4076 | 20.0976 | 0 | 0 | 13.6545
1995-03-29 20:00 | 292.8419 | 215.107 | 0 | 36.6541 | 71.596 | 1.631 | 15.9017 | 19.9381 | 0 | 0 | 18.3373
1995-03-29 21:00 | 287.1061 | 195.4815 | 0 | 39.3027 | 72.44 | 1.6307 | 15.5166 | 19.5033 | 0 | 0 | 20.6399
1995-03-29 22:00 | 269.8416 | 182.2949 | 0 | 47.9393 | 73.88 | 1.6313 | 14.7505 | 19.3378 | 0 | 0 | 13.7849
1995-03-29 23:00 | 257.8715 | 162.2308 | 0 | 49.6235 | 73.88 | 1.6315 | 14.4699 | 19.2822 | 0 | 0 | 14.4489
1995-03-30 | 249.7924 | 137.9529 | 0 | 59.1443 | 75.1307 | 1.6162 | 14.3448 | 19.3521 | 0 | 0 | 44.2559
1995-03-30 01:00 | 242.9119 | 117.0387 | 0 | 65.2815 | 75.9328 | 1.616 | 14.2659 | 19.1237 | 0 | 0 | 50.003
1995-03-30 02:00 | 240.5279 | 101.9829 | 0 | 47.768 | 76.9302 | 1.6154 | 14.2539 | 19.0997 | 0 | 0 | 49.7323
1995-03-30 03:00 | 227.181 | 98.9305 | 0 | 55.8039 | 77.2221 | 1.5968 | 14.2544 | 19.0913 | 0 | 0 | 61.4006
1995-03-30 04:00 | 221.4476 | 96.8039 | 0.027313 | 51.6887 | 75.0306 | 1.6237 | 14.4098 | 19.3933 | 0 | 0 | 51.0996
1995-03-30 05:00 | 217.5428 | 89.2727 | 3.2087 | 39.4066 | 71.9006 | 1.6217 | 14.3651 | 19.1314 | 0 | 0 | 52.2337
1995-03-30 06:00 | 209.0734 | 87.2741 | 46.5438 | 49.0265 | 68.5902 | 1.6213 | 14.7125 | 19.3165 | 0 | 0 | 30.412
1995-03-30 07:00 | 189.4128 | 82.73 | 184.8245 | 38.5621 | 68.818 | 1.6221 | 14.9324 | 19.4852 | 0 | 0 | 3.5862
1995-03-30 08:00 | 155.8768 | 82.778 | 342.3426 | 30.3099 | 36.9885 | 1.6237 | 14.7388 | 19.3573 | 0 | 0 | 0.21642
1995-03-30 09:00 | 129.4214 | 88.9537 | 433.0711 | 29.9581 | 16.0693 | 1.625 | 14.9289 | 19.4361 | 0 | 0 | 0.07
1995-03-30 10:00 | 118.6538 | 83.9778 | 479.0607 | 21.4663 | 16.2755 | 1.6266 | 14.6756 | 19.189 | 0 | 0 | 0.27637
1995-03-30 11:00 | 114.4283 | 77.6546 | 529.387 | 25.5191 | 15.7846 | 1.6279 | 12.3239 | 17.9077 | 0 | 0 | 0.46626
1995-03-30 12:00 | 93.4847 | 98.38 | 516.4882 | 25.0784 | 15.4161 | 1.6285 | 12.2187 | 17.9218 | 0 | 0 | 0.68702
1995-03-30 13:00 | 125.5743 | 133.9396 | 471.146 | 21.7696 | 15.8767 | 1.6288 | 12.1551 | 17.7907 | 0 | 0 | 0.62741
1995-03-30 14:00 | 139.1876 | 150.4642 | 425.638 | 14.066 | 17.4455 | 1.6293 | 14.4124 | 18.5978 | 0 | 0 | 1.6235
1995-03-30 15:00 | 159.3479 | 175.0898 | 327.2629 | 22.3261 | 22.5038 | 1.6291 | 14.6805 | 18.7825 | 0 | 0 | 1.0008
1995-03-30 16:00 | 178.4184 | 200.2755 | 228.2603 | 27.6202 | 30.9896 | 1.6286 | 14.5384 | 19.1494 | 0 | 0 | 8.1309
1995-03-30 17:00 | 196.34 | 223.5975 | 85.0068 | 26.6853 | 57.8238 | 1.6277 | 14.5848 | 18.9052 | 0 | 0 | 16.377
1995-03-30 18:00 | 205.9246 | 236.6935 | 8.3785 | 34.5971 | 79.289 | 1.6265 | 15.0752 | 19.892 | 0 | 0 | 27.7485
1995-03-30 19:00 | 217.6225 | 242.1218 | 0 | 30.9891 | 78.8459 | 1.6254 | 15.4571 | 19.9614 | 0 | 0 | 28.2884
1995-03-30 20:00 | 219.1487 | 248.6536 | 0 | 38.5155 | 79.4481 | 1.6252 | 15.0923 | 19.8329 | 0 | 0 | 26.4275
1995-03-30 21:00 | 219.2491 | 253.4204 | 0 | 45.6424 | 80.572 | 1.6248 | 17.0719 | 19.8323 | 0 | 0 | 19.2603
1995-03-30 22:00 | 222.3345 | 256.3107 | 0 | 38.9335 | 78.6264 | 1.5536 | 18.4014 | 19.6265 | 0 | 0 | 16.5572
1995-03-30 23:00 | 229.0352 | 256.8197 | 0 | 29.8704 | 73.3072 | 1.5536 | 17.959 | 19.1252 | 0 | 0 | 5.7368
1995-03-31 | 231.1423 | 263.3482 | 0 | 40.5985 | 72.5677 | 1.5549 | 12.0217 | 18.9257 | 0 | 0.011692 | 11.478
1995-03-31 01:00 | 233.3519 | 267.5014 | 0 | 31.3392 | 63.6388 | 1.562 | 7.0645 | 19.1674 | 0 | 0.011692 | 17.2423
1995-03-31 02:00 | 236.3839 | 264.8984 | 0 | 33.3419 | 68.7362 | 1.5615 | 8.606 | 18.9396 | 0 | 0.011692 | 15.7425
1995-03-31 03:00 | 242.8035 | 259.0206 | 0 | 30.5784 | 59.6622 | 1.5594 | 6.8916 | 18.7102 | 0 | 0.011692 | 13.8124
1995-03-31 04:00 | 249.8531 | 259.1744 | 0.028212 | 21.7078 | 41.9891 | 1.5684 | 6.8806 | 18.7295 | 0 | 0.011692 | 14.2723
1995-03-31 05:00 | 247.0348 | 254.7255 | 3.8128 | 25.1754 | 29.7424 | 1.5574 | 6.9204 | 18.5693 | 0 | 0.011692 | 12.714
1995-03-31 06:00 | 242.0224 | 256.1675 | 48.6232 | 20.9234 | 19.5189 | 0.052253 | 7.0679 | 18.6445 | 0 | 0.0044642 | 14.9648
1995-03-31 07:00 | 235.5713 | 262.8117 | 160.1844 | 19.8347 | 2.841 | 0.052253 | 7.4708 | 17.7633 | 0 | 0.0044642 | 7.8562
1995-03-31 08:00 | 215.6007 | 254.4033 | 297.6595 | 14.7441 | 0 | 1.5654 | 7.1026 | 11.439 | 0 | 0.0044642 | 0
1995-03-31 09:00 | 141.2279 | 252.3567 | 374.66 | 29.472 | 0.014657 | 1.5984 | 6.518 | 17.5138 | 0 | 0.0044642 | 1.0594
1995-03-31 10:00 | 170.4058 | 247.737 | 384.0655 | 10.5021 | 0 | 1.5999 | 6.9588 | 14.6792 | 0 | 0.0044642 | 0.20956
1995-03-31 11:00 | 185.2366 | 241.7839 | 386.3225 | 15.8424 | 0.46467 | 0.052253 | 6.2552 | 10.3004 | 0 | 0.0044642 | 0
1995-03-31 12:00 | 170.0489 | 209.1528 | 407.5872 | 8.2229 | 0.42966 | 0.052253 | 3.5242 | 15.4627 | 0 | 0.0044642 | 0
1995-03-31 13:00 | 194.289 | 218.1495 | 364.8036 | 11.8861 | 3.4347 | 0.052253 | 4.6833 | 17.329 | 0 | 0.0044642 | 0
1995-03-31 14:00 | 197.631 | 216.647 | 325.8231 | 28.1354 | 5.3033 | 1.6032 | 5.7244 | 14.614 | 0 | 0.0044642 | 0.23586
1995-03-31 15:00 | 225.9796 | 226.599 | 258.0136 | 14.7648 | 7.5552 | 1.5612 | 4.6827 | 15.9216 | 0 | 0.011692 | 0.43173
1995-03-31 16:00 | 248.9676 | 230.4774 | 182.0015 | 24.5877 | 17.0536 | 1.5618 | 6.8713 | 18.8489 | 0 | 0.016806 | 8.2639
1995-03-31 17:00 | 257.2576 | 243.008 | 69.5785 | 27.4917 | 14.8118 | 1.5608 | 7.4359 | 17.6708 | 0 | 0.016806 | 30.515
1995-03-31 18:00 | 256.3271 | 251.7761 | 8.651 | 37.2814 | 28.5642 | 1.5595 | 7.3526 | 17.8313 | 0 | 0.016806 | 25.1628
1995-03-31 19:00 | 261.8371 | 249.5022 | 0 | 25.6195 | 54.2359 | 1.5585 | 7.6165 | 17.9209 | 0 | 0.016806 | 29.9984
1995-03-31 20:00 | 261.7674 | 247.7856 | 0 | 21.8518 | 59.3259 | 1.5465 | 8.1884 | 19.3749 | 0 | 0.016806 | 27.3897
1995-03-31 21:00 | 259.785 | 248.2421 | 0 | 28.1229 | 47.0803 | 1.574 | 8.0466 | 19.3735 | 0 | 0.016806 | 28.8757
1995-03-31 22:00 | 259.9658 | 248.0841 | 0 | 43.083 | 59.3259 | 1.5744 | 7.4147 | 17.3401 | 0 | 0.016806 | 6.396
1995-03-31 23:00 | 253.6696 | 256.3653 | 0 | 20.567 | 59.3259 | 1.5743 | 6.9943 | 18.1243 | 0 | 0.014395 | 22.9047
1995-04-01 | 259.1865 | 251.1358 | 0 | 55.0066 | 17.7459 | 1.5739 | 6.6149 | 15.8734 | 0 | 0.014395 | 18.297
1995-04-01 01:00 | 246.7482 | 251.8693 | 0 | 45.2699 | 12.2929 | 1.5732 | 6.9361 | 15.4816 | 0 | 0.014395 | 28.2659
1995-04-01 02:00 | 251.126 | 244.0843 | 0 | 40.1597 | 29.0445 | 1.572 | 6.78 | 14.9206 | 0 | 0.014395 | 10.6817
1995-04-01 03:00 | 235.2543 | 235.5024 | 0 | 42.38 | 10.0033 | 1.5684 | 6.9361 | 14.7255 | 0 | 0.014395 | 31.8238
1995-04-01 04:00 | 246.0827 | 225.1796 | 0.026475 | 37.4589 | 8.373 | 1.5619 | 6.0426 | 15.1325 | 0 | 0.014395 | 15.3366
1995-04-01 05:00 | 226.9319 | 213.8515 | 4.2068 | 42.0746 | 8.1679 | 1.5574 | 6.3404 | 15.2506 | 0 | 0.014395 | 13.1944
1995-04-01 06:00 | 236.7172 | 209.701 | 40.0333 | 27.8408 | 3.7964 | 1.5564 | 6.4064 | 16.8276 | 0 | 0.0099415 | 16.4581
1995-04-01 07:00 | 230.8204 | 211.5513 | 135.8965 | 23.4881 | 2.9279 | 1.557 | 6.613 | 16.9288 | 0 | 0.0092455 | 12.685
1995-04-01 08:00 | 200.5471 | 203.773 | 238.7772 | 19.079 | 0.29968 | 1.5588 | 5.4641 | 16.3272 | 0 | 0.0092455 | 6.8761
1995-04-01 09:00 | 206.0228 | 196.9987 | 307.7818 | 19.1144 | 0 | 1.5701 | 4.4723 | 16.0996 | 0 | 0.0092455 | 0.35533
1995-04-01 10:00 | 168.5933 | 217.5525 | 340.8987 | 16.0766 | 0 | 1.6027 | 3.2404 | 15.4618 | 0 | 0.0092455 | 12.5102
1995-04-01 11:00 | 167.1972 | 221.3061 | 361.4386 | 19.3875 | 0.35156 | 1.6043 | 1.8012 | 12.703 | 0 | 0.0092455 | 2.1142
1995-04-01 12:00 | 166.2335 | 230.8512 | 360.5107 | 23.1798 | 2.4256 | 1.6052 | 1.4293 | 12.4381 | 0 | 0.0092455 | 1.8851
1995-04-01 13:00 | 160.101 | 235.901 | 317.105 | 14.0765 | 5.3568 | 1.606 | 2.5794 | 13.3501 | 0 | 0.0092455 | 4.9019
1995-04-01 14:00 | 179.63 | 217.4046 | 295.393 | 13.7941 | 8.3739 | 1.6067 | 1.7301 | 13.8361 | 0 | 0.0092455 | 10.9758
1995-04-01 15:00 | 193.1901 | 225.2861 | 247.1933 | 21.672 | 9.459 | 1.575 | 1.7029 | 14.9436 | 0 | 0.0092455 | 0.86852
1995-04-01 16:00 | 214.95 | 238.6646 | 169.471 | 25.2903 | 10.0977 | 1.5501 | 4.3672 | 17.5429 | 0 | 0.0092455 | 1.4408
1995-04-01 17:00 | 220.5029 | 238.005 | 71.3546 | 24.6842 | 9.304 | 1.5495 | 3.599 | 17.5653 | 0 | 0.0092455 | 17.8175
1995-04-01 18:00 | 238.4625 | 243.6864 | 8.4626 | 35.383 | 10.4549 | 1.5484 | 6.5616 | 18.4373 | 0 | 0.014359 | 14.9453
1995-04-01 19:00 | 227.34 | 250.878 | 0 | 47.6209 | 8.2194 | 1.547 | 7.7673 | 18.5931 | 0 | 0.014359 | 10.9346
1995-04-01 20:00 | 267.0824 | 256.6993 | 0 | 38.7871 | 26.2286 | 1.5491 | 6.6339 | 18.5982 | 0 | 0.014359 | 12.3857
1995-04-01 21:00 | 230.9379 | 247.3621 | 0 | 30.5679 | 43.7182 | 1.5754 | 6.85 | 18.708 | 0 | 0.014359 | 10.6405
1995-04-01 22:00 | 216.381 | 244.2606 | 0 | 37.2421 | 39.9425 | 1.6058 | 7.038 | 18.5722 | 0 | 0.014359 | 14.9346
1995-04-01 23:00 | 215.7653 | 234.1738 | 0 | 43.6026 | 37.7189 | 1.6059 | 6.124 | 18.0483 | 0 | 0.016806 | 11.5082
1995-04-02 | 207.8314 | 250.078 | 0 | 28.3977 | 62.8325 | 0.052253 | 7.6539 | 12.6323 | 0 | 0.016806 | 14.9197
1995-04-02 01:00 | 195.683 | 241.3311 | 0 | 29.5771 | 63.4067 | 0.052253 | 7.2971 | 12.2811 | 0 | 0.016806 | 12.6185
1995-04-02 02:00 | 180.8865 | 236.5191 | 0 | 28.3459 | 62.4059 | 0.052253 | 7.2725 | 16.5184 | 0 | 0.016806 | 12.7479
1995-04-02 03:00 | 190.4911 | 242.0452 | 0 | 37.9743 | 47.236 | 0.052253 | 6.4607 | 12.2175 | 0 | 0.016806 | 9.9948
1995-04-02 04:00 | 184.9672 | 239.8248 | 0.03065 | 20.2241 | 53.2495 | 0.052253 | 7.7173 | 13.0701 | 0 | 0.016806 | 13.4038
1995-04-02 05:00 | 173.2727 | 240.5874 | 3.9101 | 36.4894 | 45.0131 | 0.052253 | 7.5448 | 12.9817 | 0 | 0.016806 | 15.1696
1995-04-02 06:00 | 214.6891 | 186.3047 | 40.065 | 39.2283 | 33.265 | 1.5518 | 7.453 | 18.7664 | 0 | 0.016806 | 12.2339
1995-04-02 07:00 | 199.8961 | 183.7631 | 150.3087 | 24.8701 | 17.4343 | 0.052253 | 7.0154 | 18.9163 | 0 | 0.011692 | 0.024718
1995-04-02 08:00 | 143.6412 | 215.9722 | 268.5602 | 15.0719 | 10.245 | 0.052253 | 5.8893 | 17.83 | 0 | 0.011692 | 0.036956
1995-04-02 09:00 | 167.9924 | 160.3311 | 383.3175 | 13.4595 | 10.2985 | 0.052253 | 5.9804 | 12.8949 | 0 | 0.011692 | 0.11464
1995-04-02 10:00 | 121.6228 | 205.06 | 438.5746 | 20.488 | 11.3912 | 0.052253 | 6.888 | 13.251 | 0 | 0.011692 | 0
1995-04-02 11:00 | 157.2872 | 158.9533 | 434.0768 | 19.8899 | 10.224 | 0.052253 | 5.8028 | 18.3908 | 0 | 0.011692 | 0
1995-04-02 12:00 | 133.3196 | 197.3339 | 446.165 | 25.7885 | 10.3875 | 0.052253 | 5.7831 | 12.706 | 0 | 0.011692 | 0
1995-04-02 13:00 | 148.1416 | 158.3302 | 484.7012 | 8.7179 | 12.5512 | 1.5681 | 6.5767 | 12.8679 | 0 | 0.011692 | 0
1995-04-02 14:00 | 148.0965 | 205.055 | 420.6442 | 26.3582 | 10.224 | 0.052253 | 5.6067 | 12.8321 | 0 | 0.011692 | 0.097807
1995-04-02 15:00 | 170.1095 | 189.1516 | 394.8243 | 25.955 | 10.5344 | 1.569 | 6.8313 | 18.2559 | 0 | 0.011692 | 0.013723
1995-04-02 16:00 | 182.2475 | 228.3818 | 244.8587 | 13.196 | 13.3775 | 0.052253 | 6.8998 | 13.4324 | 0 | 0.011692 | 4.3266
1995-04-02 17:00 | 182.3946 | 232.1448 | 90.6194 | 40.1453 | 25.4546 | 0.052253 | 7.975 | 19.0234 | 0 | 0.016806 | 16.2576
1995-04-02 18:00 | 217.5066 | 207.5156 | 8.9312 | 37.5004 | 65.968 | 0.052253 | 8.6549 | 13.5964 | 0 | 0.016806 | 30.7928
1995-04-02 19:00 | 231.0113 | 184.1786 | 0 | 55.1732 | 57.634 | 1.5758 | 9.4165 | 19.3498 | 0 | 0.016806 | 24.0524
1995-04-02 20:00 | 231.0502 | 223.0232 | 0 | 41.8863 | 65.9194 | 0.052253 | 9.652 | 13.5437 | 0 | 0.016806 | 17.19
1995-04-02 21:00 | 203.1457 | 222.8208 | 0 | 46.7171 | 65.7528 | 0.052253 | 9.5661 | 13.6081 | 0 | 0.016806 | 9.7884
1995-04-02 22:00 | 221.4909 | 218.0718 | 0 | 47.903 | 65.6259 | 0.052253 | 9.1301 | 13.4093 | 0 | 0.016806 | 8.7521
1995-04-02 23:00 | 224.8612 | 198.1532 | 0 | 34.5337 | 65.4985 | 0.052253 | 9.2545 | 13.09 | 0 | 0.016806 | 21.723
1995-04-03 | 229.6946 | 223.2621 | 0 | 48.545 | 66.0179 | 1.5411 | 8.4995 | 18.5066 | 0 | 0.0589 | 17.901
1995-04-03 01:00 | 230.3237 | 220.097 | 0 | 50.0191 | 66.0179 | 1.5417 | 8.8065 | 18.6345 | 0 | 0.0589 | 14.4543
1995-04-03 02:00 | 227.7156 | 219.4915 | 0 | 35.7471 | 66.0179 | 1.5414 | 9.7043 | 18.9629 | 0 | 0.0589 | 12.2161
1995-04-03 03:00 | 225.6331 | 216.3888 | 0 | 42.3484 | 66.0179 | 1.5433 | 9.31 | 18.9516 | 0 | 0.0589 | 8.8849
1995-04-03 04:00 | 223.4731 | 210.8315 | 0.03563 | 39.8012 | 66.0179 | 1.5504 | 9.1764 | 19.0101 | 0 | 0.0589 | 12.5198
1995-04-03 05:00 | 219.9298 | 205.8973 | 4.9401 | 47.7003 | 66.0179 | 1.5488 | 9.7394 | 19.0734 | 0 | 0.0589 | 26.2512
1995-04-03 06:00 | 214.4529 | 199.8239 | 60.4144 | 52.3391 | 66.0179 | 1.5485 | 9.1435 | 19.1377 | 0 | 0.016806 | 18.0381
1995-04-03 07:00 | 197.9367 | 193.5954 | 203.3523 | 49.0133 | 66.0179 | 1.5503 | 14.9512 | 19.169 | 0 | 0.016806 | 2.2708
1995-04-03 08:00 | 185.2293 | 184.5742 | 356.0002 | 46.1087 | 66.0179 | 1.5529 | 13.5908 | 19.12 | 0 | 0.016806 | 1.516
1995-04-03 09:00 | 172.3994 | 176.6214 | 449.869 | 51.5324 | 66.0179 | 1.5565 | 13.1905 | 19.0503 | 0 | 0.016806 | 5.1427
1995-04-03 10:00 | 167.1265 | 169.8468 | 478.4366 | 38.5251 | 66.0179 | 1.5611 | 12.7319 | 18.9588 | 0 | 0.016806 | 0.07
1995-04-03 11:00 | 179.6143 | 171.1116 | 489.0841 | 47.4867 | 66.0179 | 1.5629 | 12.5606 | 18.9469 | 0 | 0.016806 | 0.16569
1995-04-03 12:00 | 172.177 | 174.1958 | 509.2928 | 33.5128 | 66.0179 | 1.5737 | 7.268 | 18.887 | 0 | 0.016806 | 3.1033
1995-04-03 13:00 | 168.4888 | 180.1396 | 502.3256 | 55.8645 | 66.0179 | 1.5868 | 11.8272 | 18.8356 | 0 | 0.016806 | 1.0572
1995-04-03 14:00 | 187.0848 | 183.9136 | 452.9295 | 43.6602 | 66.0179 | 1.5879 | 7.3079 | 18.9 | 0 | 0.016806 | 0.042136
1995-04-03 15:00 | 183.9432 | 191.9338 | 377.0918 | 51.126 | 66.0179 | 1.6038 | 7.4494 | 18.9257 | 0 | 0.016806 | 4.7894
1995-04-03 16:00 | 188.5936 | 188.2078 | 241.6495 | 46.8308 | 66.0179 | 1.5913 | 9.1237 | 19.0093 | 0 | 0.016806 | 1.1116
1995-04-03 17:00 | 187.401 | 174.8155 | 91.9907 | 68.4542 | 66.0179 | 1.5907 | 10.1792 | 19.1371 | 0 | 0.17691 | 15.7605
1995-04-03 18:00 | 190.893 | 156.8856 | 8.6205 | 95.7066 | 66.0179 | 1.5906 | 14.8087 | 19.2842 | 0 | 0.17691 | 50.6216
1995-04-03 19:00 | 196.4237 | 142.8436 | 0 | 105.5147 | 66.0179 | 1.5895 | 15.703 | 19.3365 | 0 | 0.17691 | 63.0585
1995-04-03 20:00 | 198.6024 | 133.72 | 0 | 93.4743 | 66.0179 | 1.7277 | 15.6804 | 19.3562 | 0 | 0.17691 | 64.673
1995-04-03 21:00 | 198.08 | 129.0663 | 0 | 90.9408 | 66.0179 | 1.7272 | 15.5113 | 19.3515 | 0 | 0.17691 | 66.6935
1995-04-03 22:00 | 201.4938 | 119.9163 | 0 | 97.0005 | 66.0179 | 1.7283 | 15.1294 | 19.2703 | 0 | 0.17691 | 54.7035
1995-04-03 23:00 | 202.1158 | 119.0289 | 0 | 86.1093 | 66.0179 | 1.7283 | 14.5093 | 19.1411 | 0 | 0.17691 | 32.2507
1995-04-04 | 203.027 | 118.7842 | 0 | 59.2002 | 80.3692 | 1.809 | 16.2517 | 19.0919 | 0 | 0.31702 | 22.9417
1995-04-04 01:00 | 203.0492 | 126.1836 | 0 | 71.9621 | 80.7973 | 1.8091 | 15.6805 | 19.0169 | 0 | 0.31702 | 9.4781
1995-04-04 02:00 | 201.8055 | 135.9288 | 0 | 52.868 | 81.6625 | 1.8087 | 15.1296 | 18.9858 | 0 | 0.31702 | 10.6026
1995-04-04 03:00 | 199.4132 | 141.6049 | 0 | 67.3622 | 79.1973 | 1.8056 | 16.0396 | 18.9798 | 0 | 0.31702 | 4.8196
1995-04-04 04:00 | 196.6892 | 154.0629 | 0.044246 | 55.2453 | 69.5849 | 1.8023 | 16.957 | 19.0255 | 0 | 0.31702 | 5.104
1995-04-04 05:00 | 191.4311 | 173.7864 | 6.1256 | 61.3262 | 69.5849 | 1.8005 | 16.1435 | 19.0902 | 0 | 0.31702 | 4.3427
1995-04-04 06:00 | 183.7547 | 183.3633 | 57.4519 | 56.938 | 69.3581 | 1.7219 | 9.9351 | 19.1035 | 0 | 0.20151 | 15.5227
1995-04-04 07:00 | 166.5061 | 183.2642 | 177.7592 | 50.4877 | 69.5849 | 1.723 | 8.5579 | 18.6252 | 0 | 0.13482 | 9.6341
1995-04-04 08:00 | 151.3724 | 181.0816 | 322.9599 | 36.5246 | 68.9336 | 1.7254 | 8.6036 | 18.9248 | 0 | 0.016806 | 0.015851
1995-04-04 09:00 | 147.8379 | 173.3826 | 432.0834 | 44.3465 | 47.0237 | 1.7275 | 7.7455 | 18.929 | 0 | 0.016806 | 1.2975
1995-04-04 10:00 | 137.1063 | 159.7386 | 485.9503 | 41.7769 | 45.0079 | 1.73 | 6.757 | 18.5752 | 0 | 0.016806 | 0.55823
1995-04-04 11:00 | 145.5197 | 157.7564 | 505.1612 | 30.6267 | 50.9054 | 1.732 | 7.6935 | 18.8728 | 0 | 0.016806 | 0.16518
1995-04-04 12:00 | 154.3282 | 158.2675 | 496.1127 | 29.4362 | 40.1507 | 1.745 | 8.3545 | 18.8422 | 0 | 0.016806 | 1.089
1995-04-04 13:00 | 159.607 | 156.4087 | 492.2952 | 32.8931 | 40.5147 | 1.746 | 8.0037 | 18.8498 | 0 | 0.016806 | 2.0073
1995-04-04 14:00 | 165.2403 | 151.8014 | 458.1942 | 38.4545 | 36.8218 | 1.7479 | 7.6672 | 18.9265 | 0 | 0.016806 | 0.44429
1995-04-04 15:00 | 173.8257 | 148.8232 | 369.023 | 39.6566 | 42.8989 | 1.7484 | 7.9018 | 18.9028 | 0 | 0.016806 | 0.07
1995-04-04 16:00 | 179.1035 | 144.2158 | 232.7501 | 42.3503 | 66.0529 | 1.7972 | 10.4934 | 18.9127 | 0 | 0.17691 | 1.89
1995-04-04 17:00 | 183.5954 | 139.6513 | 85.9063 | 54.6479 | 64.9199 | 1.7957 | 15.0607 | 19.0568 | 0 | 0.34102 | 5.8785
1995-04-04 18:00 | 188.1537 | 134.9976 | 8.3795 | 66.6492 | 65.8214 | 1.7947 | 15.5772 | 19.0364 | 0 | 0.34102 | 29.1655
1995-04-04 19:00 | 187.0696 | 128.9415 | 0 | 74.5325 | 69.099 | 1.7527 | 15.9614 | 19.2205 | 0 | 0.34102 | 36.5284
1995-04-04 20:00 | 176.1261 | 122.6077 | 0 | 71.8053 | 72.666 | 1.7527 | 14.7736 | 19.2645 | 0 | 0.34102 | 20.4302
1995-04-04 21:00 | 160.4222 | 116.9984 | 0 | 75.2177 | 69.099 | 1.7523 | 15.1871 | 19.231 | 0 | 0.34102 | 13.2425
1995-04-04 22:00 | 140.6574 | 100.3233 | 0 | 85.7391 | 72.666 | 1.7079 | 16.0546 | 19.1518 | 0 | 0.34102 | 36.9111
1995-04-04 23:00 | 126.8716 | 92.7111 | 0 | 84.9621 | 69.9364 | 1.7081 | 14.4039 | 19.0344 | 0 | 0.31702 | 32.8729
1995-04-05 | 117.4084 | 83.6623 | 0 | 82.7406 | 74.4474 | 1.7081 | 16.8377 | 19.2134 | 0 | 0.32388 | 58.0847
1995-04-05 01:00 | 108.6849 | 81.5232 | 0 | 93.7802 | 74.5807 | 1.7078 | 16.8907 | 19.123 | 0 | 0.31936 | 47.0506
1995-04-05 02:00 | 100.7785 | 80.2606 | 0 | 88.0465 | 72.6945 | 1.7072 | 17.2336 | 19.1763 | 0 | 0.31926 | 56.7999
1995-04-05 03:00 | 93.4599 | 85.6248 | 0 | 85.5132 | 71.7337 | 1.7038 | 16.9362 | 19.2597 | 0 | 0.32374 | 53.2548
1995-04-05 04:00 | 87.7844 | 101.488 | 0.051268 | 86.7306 | 71.7337 | 1.7005 | 17.437 | 19.3549 | 0 | 0.32086 | 38.0072
1995-04-05 05:00 | 81.724 | 119.4949 | 6.5381 | 82.3764 | 72.2611 | 1.6978 | 17.9825 | 19.3897 | 0 | 0.3203 | 28.1122
1995-04-05 06:00 | 73.9642 | 134.9487 | 69.4399 | 92.6272 | 75.5237 | 1.6973 | 17.5258 | 19.418 | 0 | 0.32231 | 11.405
1995-04-05 07:00 | 60.8089 | 156.7301 | 215.7861 | 70.6268 | 78.104 | 1.6987 | 15.8958 | 19.4332 | 0 | 0.18647 | 0.47969
1995-04-05 08:00 | 45.7633 | 176.7199 | 370.3889 | 50.1078 | 72.2647 | 1.6674 | 14.4108 | 19.4576 | 0 | 0.026567 | 0
1995-04-05 09:00 | 43.0121 | 186.1993 | 474.0997 | 40.2575 | 23.8066 | 1.6692 | 13.2317 | 19.2238 | 0 | 0.024168 | 0
1995-04-05 10:00 | 40.7233 | 183.6 | 526.8176 | 28.2014 | 20.9132 | 1.66 | 13.2611 | 19.214 | 0 | 0.026654 | 0
1995-04-05 11:00 | 45.6207 | 184.1398 | 546.6961 | 35.5369 | 21.1489 | 1.662 | 12.3263 | 19.1659 | 0 | 0.017466 | 0.075068
1995-04-05 12:00 | 53.4157 | 178.7085 | 551.6276 | 31.8759 | 20.5694 | 1.6525 | 12.0429 | 19.1876 | 0 | 0.023397 | 0
1995-04-05 13:00 | 59.7999 | 193.3267 | 519.0858 | 28.8095 | 20.6419 | 1.6533 | 12.631 | 19.1702 | 0 | 0.025142 | 0
1995-04-05 14:00 | 67.7584 | 207.0443 | 462.0319 | 31.1083 | 20.1441 | 1.654 | 11.9084 | 19.114 | 0 | 0.017553 | 0
1995-04-05 15:00 | 75.1896 | 219.8992 | 353.6169 | 38.8449 | 28.5119 | 1.6541 | 12.9811 | 19.4561 | 0 | 0.034175 | 0
1995-04-05 16:00 | 80.628 | 227.7543 | 220.043 | 60.0355 | 49.0477 | 1.687 | 19.8403 | 19.4883 | 0 | 0.22773 | 10.4205
1995-04-05 17:00 | 94.8605 | 236.0782 | 84.7297 | 60.9466 | 80.5337 | 1.686 | 24.7492 | 19.5322 | 0 | 0.3438 | 24.8684
1995-04-05 18:00 | 111.2867 | 241.1754 | 8.793 | 62.3958 | 80.5337 | 1.6848 | 30.343 | 19.5654 | 0 | 0.34603 | 41.4948
1995-04-05 19:00 | 127.7768 | 240.7079 | 0 | 62.7725 | 80.5337 | 1.6836 | 34.7522 | 19.6654 | 0 | 0.34924 | 42.2718
1995-04-05 20:00 | 136.046 | 236.4273 | 0 | 70.0334 | 80.5337 | 1.6752 | 27.1634 | 19.7122 | 0 | 0.34966 | 48.4957
1995-04-05 21:00 | 139.7775 | 232.4765 | 0 | 68.8661 | 79.4357 | 1.6747 | 29.1058 | 19.6428 | 0 | 0.34997 | 25.6633
1995-04-05 22:00 | 156.037 | 236.5204 | 0 | 62.1923 | 79.4357 | 1.7205 | 30.9336 | 19.5462 | 0 | 0.34568 | 6.09
1995-04-05 23:00 | 155.3367 | 230.9377 | 0 | 41.6776 | 74.327 | 1.7446 | 25.6231 | 19.4458 | 0 | 0.32874 | 18.0627
1995-04-06 | 151.3811 | 229.138 | 0 | 71.7359 | 73.1007 | 1.6661 | 20.4441 | 19.5561 | 0 | 0.31702 | 21.1158
1995-04-06 01:00 | 148.3144 | 229.6212 | 0 | 67.0332 | 70.9806 | 1.6657 | 25.1914 | 19.5346 | 0 | 0.31702 | 28.6565
1995-04-06 02:00 | 146.8771 | 227.6746 | 0 | 68.8275 | 68.995 | 1.6647 | 22.5567 | 19.5436 | 0 | 0.31702 | 9.7381
1995-04-06 03:00 | 146.9642 | 223.4256 | 0 | 56.142 | 69.0522 | 1.661 | 20.5078 | 19.4902 | 0 | 0.31702 | 11.8463
1995-04-06 04:00 | 146.8982 | 215.2865 | 0.055568 | 62.9368 | 68.9522 | 1.6574 | 22.5644 | 19.514 | 0 | 0.31702 | 11.0385
1995-04-06 05:00 | 148.9612 | 208.5647 | 7.2469 | 61.5506 | 68.733 | 1.6527 | 18.2724 | 19.6084 | 0 | 0.31702 | 5.0759
1995-04-06 06:00 | 146.0259 | 206.8214 | 61.3458 | 62.7616 | 67.3581 | 1.6517 | 12.1444 | 19.7659 | 0 | 0.31702 | 15.0676
1995-04-06 07:00 | 136.0854 | 195.2467 | 175.987 | 63.0848 | 67.3581 | 1.6532 | 10.5017 | 19.926 | 0 | 0.13482 | 8.3472
1995-04-06 08:00 | 126.1656 | 188.3345 | 289.7721 | 46.0162 | 56.901 | 1.657 | 9.1338 | 19.9037 | 0 | 0.016806 | 7.3225
1995-04-06 09:00 | 126.5586 | 178.6487 | 367.2689 | 47.1447 | 38.8335 | 1.6585 | 8.8141 | 19.8709 | 0 | 0.016806 | 0.042847
1995-04-06 10:00 | 128.2293 | 164.5042 | 406.2891 | 47.0168 | 31.8224 | 1.6607 | 8.7163 | 19.8014 | 0 | 0.016806 | 2.3564
1995-04-06 11:00 | 138.0947 | 158.8726 | 429.8028 | 38.736 | 39.5515 | 1.6626 | 8.638 | 19.755 | 0 | 0.016806 | 0.79702
1995-04-06 12:00 | 139.827 | 157.3613 | 438.5454 | 27.5869 | 46.0104 | 1.6774 | 8.489 | 19.6727 | 0 | 0.016806 | 0.2802
1995-04-06 13:00 | 148.0298 | 158.2775 | 425.4185 | 36.3681 | 34.5526 | 1.6782 | 8.4861 | 19.6324 | 0 | 0.016806 | 1.167
1995-04-06 14:00 | 155.8124 | 155.7238 | 385.8826 | 23.3157 | 32.7632 | 1.6789 | 8.5152 | 19.6868 | 0 | 0.016806 | 0.77285
1995-04-06 15:00 | 164.6014 | 160.5482 | 313.2856 | 43.4958 | 37.5182 | 1.679 | 8.5369 | 19.7529 | 0 | 0.016806 | 3.2045
1995-04-06 16:00 | 168.113 | 166.5443 | 209.7019 | 33.4776 | 67.3581 | 1.6785 | 15.7128 | 19.8364 | 0 | 0.22149 | 3.4135
1995-04-06 17:00 | 175.1937 | 170.6833 | 82.5999 | 50.1556 | 67.3581 | 1.6776 | 19.6702 | 19.8878 | 0 | 0.34102 | 15.5861
1995-04-06 18:00 | 176.9328 | 169.2614 | 9.0358 | 81.6504 | 67.3581 | 1.676 | 19.3048 | 19.8661 | 0 | 0.34102 | 52.1504
1995-04-06 19:00 | 181.3695 | 167.1502 | 0 | 69.3778 | 67.3581 | 1.7157 | 19.7148 | 19.97 | 0 | 0.34102 | 67.8611
1995-04-06 20:00 | 183.4687 | 164.7285 | 0 | 69.7715 | 67.3581 | 1.7155 | 21.8964 | 19.9926 | 0 | 0.34102 | 63.1513
1995-04-06 21:00 | 182.5303 | 164.2019 | 0 | 71.2077 | 66.2601 | 1.7148 | 19.4641 | 19.9634 | 0 | 0.34102 | 56.6283
1995-04-06 22:00 | 174.4026 | 166.1879 | 0 | 69.8944 | 66.2601 | 1.7156 | 19.0892 | 19.8312 | 0 | 0.34102 | 61.4661
1995-04-06 23:00 | 177.1197 | 179.8265 | 0 | 64.7408 | 66.2601 | 1.7157 | 18.0123 | 19.7487 | 0 | 0.31702 | 14.1053
1995-04-07 | 173.1573 | 192.6221 | 0 | 57.1932 | 64.9029 | 1.7155 | 10.4183 | 19.0284 | 0 | 0.22288 | 12.0139
1995-04-07 01:00 | 175.7936 | 210.3579 | 0 | 52.2891 | 64.6761 | 1.7152 | 8.7945 | 19.0941 | 0 | 0.22288 | 10.3097
1995-04-07 02:00 | 172.3619 | 215.2351 | 0 | 52.655 | 62.8168 | 1.7143 | 9.4072 | 19.1393 | 0 | 0.22288 | 5.1946
1995-04-07 03:00 | 161.7791 | 209.3173 | 0 | 43.851 | 62.4198 | 0.041 | 8.4809 | 18.6866 | 0 | 0.22288 | 8.2685
1995-04-07 04:00 | 159.6137 | 205.1085 | 0.062944 | 44.7548 | 62.6931 | 0.041 | 9.795 | 13.1363 | 0 | 0.22288 | 7.131
1995-04-07 05:00 | 165.7159 | 200.7995 | 5.9569 | 37.2318 | 62.4268 | 0.041 | 9.5335 | 13.7376 | 0 | 0.22288 | 2.3965
1995-04-07 06:00 | 164.0976 | 213.2946 | 49.6702 | 36.9429 | 59.5434 | 0.041 | 8.3053 | 13.4087 | 0 | 0.016806 | 0
1995-04-07 07:00 | 168.981 | 216.7789 | 162.1996 | 27.3012 | 42.1123 | 0.041 | 8.5338 | 13.3287 | 0 | 0.016806 | 0.16474
1995-04-07 08:00 | 155.6267 | 214.1735 | 272.9536 | 29.8504 | 10.5069 | 0.041 | 8.8655 | 13.7534 | 0 | 0.016806 | 0
1995-04-07 09:00 | 141.1002 | 217.4814 | 354.5706 | 27.4111 | 10.4087 | 0.041 | 6.956 | 17.7896 | 0 | 0.016806 | 0
1995-04-07 10:00 | 161.6936 | 199.253 | 366.785 | 23.2648 | 9.9206 | 0.052253 | 6.7398 | 13.3194 | 0 | 0.016806 | 0.047439
1995-04-07 11:00 | 149.0219 | 211.6144 | 354.3464 | 30.4307 | 10.1148 | 0.052253 | 6.4853 | 13.4682 | 0 | 0.016806 | 0.0020249
1995-04-07 12:00 | 115.361 | 217.3988 | 385.9087 | 22.7321 | 11.8006 | 0.052253 | 4.4495 | 12.7052 | 0 | 0.016806 | 0.0078468
1995-04-07 13:00 | 187.2562 | 156.1924 | 380.7595 | 28.4933 | 10.1355 | 0.052253 | 4.4084 | 12.0989 | 0 | 0.016806 | 0.14866
1995-04-07 14:00 | 172.0356 | 206.964 | 339.6641 | 23.5852 | 12.6138 | 0.052253 | 7.538 | 13.1408 | 0 | 0.016806 | 0.23729
1995-04-07 15:00 | 157.2326 | 217.2268 | 290.2844 | 24.3256 | 16.2362 | 1.7352 | 6.7548 | 18.4015 | 0 | 0.016806 | 0.010711
1995-04-07 16:00 | 194.1076 | 223.6885 | 197.1561 | 33.7325 | 16.5771 | 0.052253 | 8.1826 | 17.9243 | 0 | 0.02959 | 0.15583
1995-04-07 17:00 | 205.2401 | 221.9869 | 77.3204 | 28.8331 | 58.8437 | 0.052253 | 8.6259 | 13.3563 | 0 | 0.066208 | 10.5325
1995-04-07 18:00 | 205.0114 | 229.7787 | 9.6797 | 25.9122 | 62.6931 | 0.087577 | 10.3435 | 13.4044 | 0 | 0.066208 | 35.1699
1995-04-07 19:00 | 203.0321 | 235.5736 | 0 | 42.9926 | 57.5159 | 0.091253 | 9.2729 | 13.7125 | 0 | 0.066208 | 28.2087
1995-04-07 20:00 | 183.4146 | 252.1428 | 0 | 35.3168 | 62.6931 | 0.091253 | 10.0036 | 19.6037 | 0 | 0.066208 | 35.8599
1995-04-07 21:00 | 233.9968 | 254.5815 | 0 | 24.4985 | 52.3782 | 0.052253 | 10.3325 | 13.8027 | 0 | 0.066208 | 34.0858
1995-04-07 22:00 | 230.6546 | 245.7733 | 0 | 36.8403 | 44.0449 | 0.052253 | 9.206 | 13.8733 | 0 | 0.066208 | 25.3479
1995-04-07 23:00 | 224.0758 | 246.5932 | 0 | 31.1993 | 62.5591 | 0.085385 | 9.4942 | 13.6148 | 0 | 0.057405 | 16.2486
1995-04-08 | 236.0294 | 248.6048 | 0 | 35.1947 | 61.2335 | 0.052253 | 9.2827 | 13.2596 | 0 | 0.014395 | 24.9508
1995-04-08 01:00 | 224.4158 | 235.9795 | 0 | 25.8408 | 59.5593 | 0.052253 | 9.1913 | 13.0843 | 0 | 0.014395 | 20.3976
1995-04-08 02:00 | 196.1764 | 248.5513 | 0 | 31.2442 | 58.0889 | 0.052253 | 8.486 | 15.6184 | 0 | 0.014395 | 7.381
1995-04-08 03:00 | 202.1506 | 251.3027 | 0 | 17.9311 | 56.8603 | 0.052253 | 8.6518 | 17.387 | 0 | 0.014395 | 12.4968
1995-04-08 04:00 | 204.7849 | 241.6298 | 0.068186 | 17.6937 | 39.1891 | 1.5265 | 8.9339 | 18.6161 | 0 | 0.014395 | 4.8957
1995-04-08 05:00 | 246.3048 | 197.2946 | 6.4192 | 27.4728 | 24.9881 | 0.052253 | 8.1809 | 18.4873 | 0 | 0.014395 | 7.7392
1995-04-08 06:00 | 235.4807 | 191.251 | 62.832 | 28.7652 | 14.0378 | 1.6852 | 7.9897 | 19.0204 | 0 | 0.014395 | 1.5698
1995-04-08 07:00 | 186.9954 | 240.2134 | 173.9851 | 22.617 | 4.0857 | 0.052253 | 5.5577 | 12.629 | 0 | 0.0092455 | 0
1995-04-08 08:00 | 186.6228 | 190.7948 | 279.5907 | 10.7702 | 4.6617 | 0.052253 | 5.4323 | 12.8744 | 0 | 0.0092455 | 17.5503
1995-04-08 09:00 | 101.4905 | 223.7851 | 377.4345 | 29.2833 | 4.0994 | 0.052253 | 3.4691 | 17.4451 | 0 | 0.0092455 | 0.098847
1995-04-08 10:00 | 169.4407 | 137.1992 | 406.8308 | 14.7401 | 1.2913 | 0.052253 | 3.4182 | 17.5058 | 0 | 0.0092455 | 0
1995-04-08 11:00 | 106.216 | 174.6945 | 446.0357 | 15.6027 | 2.8553 | 0.052253 | 4.142 | 15.9063 | 0 | 0.0092455 | 0.098847
1995-04-08 12:00 | 113.1918 | 193.7835 | 431.0022 | 10.8764 | 0.3558 | 0.091253 | 3.1049 | 10.5053 | 0 | 0.0092455 | 14.3238
1995-04-08 13:00 | 133.3989 | 206.6026 | 413.972 | 11.1316 | 0.68299 | 0.091253 | 6.0531 | 11.2773 | 0 | 0.0092455 | 0.18815
1995-04-08 14:00 | 116.4939 | 209.2961 | 388.9353 | 31.3957 | 3.6087 | 0.091253 | 3.1425 | 9.3965 | 0 | 0.0092455 | 0.37067
1995-04-08 15:00 | 141.1376 | 225.3827 | 304.3563 | 21.043 | 6.261 | 0.091253 | 3.0236 | 10.2628 | 0 | 0.0092455 | 0.097146
1995-04-08 16:00 | 173.4044 | 233.7396 | 229.5271 | 20.662 | 8.5896 | 0.091253 | 5.2455 | 11.2531 | 0 | 0.0092455 | 3.1101
1995-04-08 17:00 | 230.1685 | 246.1281 | 92.6969 | 30.0035 | 10.1582 | 0.091253 | 7.2738 | 13.4465 | 0 | 0.0092455 | 8.4663
1995-04-08 18:00 | 240.1872 | 236.1963 | 10.0103 | 23.1208 | 49.1778 | 0.091253 | 7.4216 | 13.1075 | 0 | 0.0092455 | 8.9848
1995-04-08 19:00 | 235.7866 | 240.3244 | 0 | 27.8602 | 45.0468 | 0.091253 | 7.3204 | 13.4395 | 0 | 0.0092455 | 8.6261
1995-04-08 20:00 | 258.5388 | 249.9084 | 0 | 31.4573 | 46.8246 | 0.091253 | 7.7046 | 19.1576 | 0 | 0.0092455 | 4.9147
1995-04-08 21:00 | 258.8877 | 248.9857 | 0 | 24.6466 | 56.3222 | 1.6862 | 7.4021 | 19.5251 | 0 | 0.0092455 | 1.7234
1995-04-08 22:00 | 254.2405 | 233.4271 | 0 | 27.7917 | 56.6107 | 1.6877 | 7.2843 | 19.482 | 0 | 0.0092455 | 0.29201
1995-04-08 23:00 | 244.0059 | 231.0714 | 0 | 25.8094 | 53.3573 | 1.6961 | 7.4032 | 19.5783 | 0 | 0.011692 | 0.88869
1995-04-09 | 243.0922 | 221.3828 | 0 | 45.0567 | 79.8783 | 2.0798 | 32.7649 | 19.553 | 0 | 1.5265 | 17.1097
1995-04-09 01:00 | 235.2412 | 213.9214 | 0 | 38.7255 | 80.0896 | 2.0914 | 37.3125 | 19.4716 | 0 | 1.7401 | 15.7674
1995-04-09 02:00 | 230.8414 | 207.2681 | 0 | 43.4751 | 76.6848 | 2.0902 | 36.5016 | 19.4418 | 0 | 1.1312 | 15.1906
1995-04-09 03:00 | 229.7825 | 204.4588 | 0 | 32.9024 | 75.6783 | 2.2462 | 36.1564 | 19.4997 | 0 | 0.72236 | 18.9484
1995-04-09 04:00 | 228.7794 | 204.241 | 0.085055 | 36.1857 | 75.3184 | 2.2231 | 36.6057 | 19.51 | 0 | 1.4191 | 17.386
1995-04-09 05:00 | 227.0857 | 202.0916 | 6.9887 | 37.513 | 73.3063 | 2.2083 | 36.3411 | 19.5635 | 0 | 1.4185 | 31.1447
1995-04-09 06:00 | 219.6231 | 196.435 | 71.7049 | 33.948 | 80.0896 | 2.3645 | 36.7664 | 19.7616 | 0 | 3.6119 | 38.8754
1995-04-09 07:00 | 194.2186 | 190.3126 | 225.49 | 36.3318 | 80.0896 | 2.352 | 40.1965 | 19.8931 | 0 | 0.64556 | 6.985
1995-04-09 08:00 | 184.3439 | 181.4411 | 370.1046 | 29.154 | 80.0896 | 2.3324 | 40.5775 | 19.8859 | 0 | 0.66112 | 0.59943
1995-04-09 09:00 | 173.8576 | 165.3057 | 472.8351 | 29.6409 | 80.0896 | 2.335 | 40.6098 | 19.8002 | 0 | 0.14309 | 0
1995-04-09 10:00 | 170.7698 | 145.4374 | 526.7816 | 20.8327 | 80.0896 | 2.3369 | 40.2683 | 19.7369 | 0 | 0.14588 | 0.46851
1995-04-09 11:00 | 171.4859 | 139.8957 | 552.5564 | 39.2114 | 80.0896 | 2.3298 | 40.2476 | 19.8095 | 0 | 0.13556 | 0.086293
1995-04-09 12:00 | 178.5963 | 134.8793 | 542.9589 | 31.3288 | 80.0896 | 2.4175 | 40.2335 | 19.7065 | 0 | 0.14222 | 0.43143
1995-04-09 13:00 | 199.7736 | 129.287 | 499.3449 | 20.4199 | 80.0896 | 2.3778 | 39.8166 | 19.6747 | 0 | 0.14418 | 0.64631
1995-04-09 14:00 | 205.3773 | 130.4129 | 441.8867 | 28.2628 | 80.0896 | 2.3666 | 39.4499 | 19.7246 | 0 | 0.13566 | 0.07
1995-04-09 15:00 | 208.3476 | 135.8494 | 360.6953 | 27.8618 | 80.0896 | 2.401 | 39.485 | 19.7897 | 0 | 0.13997 | 0.61777
1995-04-09 16:00 | 222.3325 | 139.1183 | 241.0592 | 32.1555 | 80.0896 | 2.3993 | 39.9855 | 19.892 | 0 | 0.14214 | 1.6824
1995-04-09 17:00 | 221.2224 | 147.275 | 95.8006 | 35.1813 | 80.0896 | 2.3978 | 51.8339 | 19.8985 | 0 | 0.27329 | 4.1223
1995-04-09 18:00 | 215.7444 | 154.5036 | 10.2353 | 63.2094 | 80.0896 | 2.5129 | 76.8402 | 19.9256 | 0 | 4.2629 | 24.0868
1995-04-09 19:00 | 216.5569 | 156.1318 | 0 | 53.2688 | 80.0896 | 2.1974 | 70.3816 | 19.9726 | 0 | 3.7347 | 37.7564
1995-04-09 20:00 | 216.7609 | 150.8737 | 0 | 55.0005 | 80.0896 | 2.1749 | 93.3261 | 19.9868 | 0 | 3.711 | 17.8641
1995-04-09 21:00 | 214.4484 | 142.9855 | 0 | 51.7398 | 80.0896 | 2.1572 | 89.841 | 19.9305 | 0 | 4.2759 | 14.8214
1995-04-09 22:00 | 209.873 | 139.4562 | 0 | 51.6911 | 79.75 | 2.1578 | 92.7513 | 19.7247 | 0 | 2.0714 | 14.3781
1995-04-09 23:00 | 204.5878 | 130.7024 | 0 | 40.6274 | 79.6718 | 2.1557 | 91.3735 | 19.6292 | 0 | 2.0601 | 2.3668
1995-04-10 | 197.752 | 118.9638 | 0 | 35.7964 | 78.7013 | 2.2759 | 116.6017 | 19.4352 | 0 | 9.3436 | 11.2134
1995-04-10 01:00 | 192.6985 | 113.6749 | 0 | 35.7078 | 79.4519 | 2.2828 | 116.62 | 19.3675 | 0 | 9.6619 | 8.8891
1995-04-10 02:00 | 184.3012 | 103.5784 | 0 | 39.9929 | 79.1328 | 2.2769 | 117.6278 | 19.35 | 0 | 9.6618 | 13.8916
1995-04-10 03:00 | 177.2231 | 91.0239 | 0 | 39.9454 | 80.0896 | 2.2831 | 117.1467 | 19.3628 | 0 | 9.6668 | 9.943
1995-04-10 04:00 | 169.8602 | 84.2697 | 0.097207 | 34.6934 | 80.0896 | 2.3177 | 119.9817 | 19.3574 | 0 | 9.6636 | 13.0641
1995-04-10 05:00 | 160.2411 | 78.7592 | 9.0813 | 41.43 | 80.0896 | 2.3157 | 120.3235 | 19.4298 | 0 | 13.9617 | 27.8638
1995-04-10 06:00 | 145.9788 | 73.255 | 66.7494 | 48.5816 | 80.0896 | 2.7875 | 117.7508 | 19.5369 | 0 | 13.8291 | 16.4237
1995-04-10 07:00 | 131.1838 | 72.6598 | 185.7836 | 37.6725 | 80.0896 | 2.8861 | 112.367 | 19.5227 | 0 | 16.9844 | 2.5392
1995-04-10 08:00 | 115.9461 | 69.697 | 319.2605 | 24.3687 | 80.0896 | 2.9109 | 83.45 | 19.5448 | 0 | 12.9046 | 0
1995-04-10 09:00 | 98.0954 | 65.756 | 420.1792 | 32.1311 | 80.0896 | 2.9306 | 87.171 | 19.4926 | 0 | 12.9019 | 0
1995-04-10 10:00 | 88.6118 | 66.8596 | 468.1373 | 28.8655 | 80.0896 | 2.8975 | 83.6202 | 19.436 | 0 | 13.1857 | 0
1995-04-10 11:00 | 85.9467 | 63.2683 | 483.6636 | 27.0983 | 80.0896 | 2.8918 | 84.9852 | 19.3418 | 0 | 20.2686 | 0
1995-04-10 12:00 | 85.9157 | 61.4093 | 478.9481 | 35.6655 | 80.0896 | 2.8939 | 92.5562 | 19.2653 | 0 | 20.2752 | 0
1995-04-10 13:00 | 85.0229 | 60.8874 | 451.9271 | 27.6511 | 78.9971 | 2.9371 | 93.6142 | 19.1883 | 0 | 20.2772 | 0
1995-04-10 14:00 | 86.9819 | 60.5238 | 399.8132 | 34.0162 | 78.9971 | 2.9384 | 93.5009 | 19.2161 | 0 | 20.2687 | 0
1995-04-10 15:00 | 91.6541 | 59.505 | 320.9767 | 33.8139 | 78.9971 | 4.1067 | 93.7118 | 19.3073 | 0 | 20.2879 | 0.048856
1995-04-10 16:00 | 86.6459 | 64.5859 | 212.0005 | 39.7054 | 78.9971 | 4.1312 | 102.3864 | 19.3707 | 0 | 22.4277 | 19.7777
1995-04-10 17:00 | 81.7641 | 69.5261 | 89.9358 | 51.1951 | 78.9971 | 4.0348 | 133.7429 | 19.4399 | 0 | 28.5127 | 36.3231
1995-04-10 18:00 | 82.928 | 68.5055 | 10.3054 | 80.7298 | 78.9971 | 4.0996 | 133.5161 | 19.4793 | 0 | 28.8006 | 67.6606
1995-04-10 19:00 | 88.9742 | 72.2078 | 0.0003732 | 84.0556 | 78.9971 | 4.1304 | 142.7127 | 19.6078 | 0 | 23.5891 | 80.204
1995-04-10 20:00 | 91.5632 | 78.7961 | 0 | 79.4116 | 78.9971 | 4.1612 | 143.6359 | 19.6777 | 0 | 23.8246 | 55.3454
1995-04-10 21:00 | 89.5094 | 84.8876 | 0 | 78.879 | 78.9971 | 4.1775 | 139.4393 | 19.5998 | 0 | 23.59 | 20.8241
1995-04-10 22:00 | 82.3791 | 90.6638 | 0 | 79.447 | 78.9971 | 4.1564 | 144.145 | 19.5081 | 0 | 23.7307 | 47.3609
1995-04-10 23:00 | 78.9715 | 87.7222 | 0 | 80.1621 | 78.9971 | 4.1772 | 143.4575 | 19.4209 | 0 | 23.547 | 26.8803
1995-04-11 | 76.0454 | 85.6556 | 0 | 96.6041 | 78.9971 | 4.1835 | 122.8271 | 19.4055 | 0 | 4.2373 | 17.4365
1995-04-11 01:00 | 74.1204 | 87.5703 | 0 | 98.0481 | 78.9971 | 4.1835 | 122.3644 | 19.3208 | 0 | 4.2312 | 9.8786
1995-04-11 02:00 | 74.2877 | 90.7529 | 0 | 98.2653 | 78.9971 | 4.1831 | 123.3868 | 19.3184 | 0 | 4.2098 | 5.425
1995-04-11 03:00 | 76.2026 | 88.7107 | 0 | 83.6989 | 78.9971 | 4.202 | 123.529 | 19.2833 | 0 | 4.2226 | 18.355
1995-04-11 04:00 | 77.6031 | 82.181 | 0.12367 | 81.5624 | 78.0647 | 4.2353 | 122.1846 | 19.3001 | 0 | 4.1911 | 9.6919
1995-04-11 05:00 | 76.5606 | 73.4463 | 9.1529 | 84.5832 | 78.0647 | 4.3267 | 123.7317 | 19.325 | 0 | 4.1904 | 8.4953
1995-04-11 06:00 | 75.7119 | 66.6508 | 64.7936 | 68.6293 | 78.0647 | 4.3145 | 118.5755 | 19.3701 | 0 | 4.1931 | 10.3861
1995-04-11 07:00 | 75.2194 | 60.3408 | 189.9409 | 53.6208 | 78.0647 | 3.18 | 95.8579 | 19.2936 | 0 | 4.2229 | 0.58659
1995-04-11 08:00 | 63.8938 | 54.146 | 323.4541 | 49.5287 | 78.0647 | 3.0296 | 70.0763 | 19.3385 | 0 | 2.5258 | 0
1995-04-11 09:00 | 54.6683 | 47.3927 | 417.1115 | 48.42 | 67.5679 | 3.0332 | 69.2708 | 19.3937 | 0 | 2.5225 | 0.074402
1995-04-11 10:00 | 55.4356 | 43.5171 | 458.5217 | 43.9179 | 67.0306 | 3.0356 | 68.8639 | 19.3653 | 0 | 2.5259 | 0
1995-04-11 11:00 | 55.6259 | 44.3828 | 482.4063 | 34.3961 | 74.9732 | 3.0753 | 65.5982 | 19.2806 | 0 | 2.5134 | 0
1995-04-11 12:00 | 56.0904 | 46.6136 | 489.1949 | 39.7422 | 54.0827 | 3.0768 | 64.7018 | 19.3428 | 0 | 2.5215 | 0
1995-04-11 13:00 | 60.259 | 50.8791 | 465.7288 | 30.4752 | 60.2776 | 3.078 | 65.2396 | 19.3142 | 0 | 2.5238 | 0.23586
1995-04-11 14:00 | 63.945 | 53.4822 | 417.6331 | 31.2787 | 56.1642 | 3.0801 | 66.7643 | 19.2991 | 0 | 2.5135 | 0.60011
1995-04-11 15:00 | 70.1436 | 55.6583 | 335.6951 | 48.4875 | 70.2555 | 4.1955 | 72.4985 | 19.3488 | 0 | 2.5187 | 1.1331
1995-04-11 16:00 | 69.3343 | 55.4469 | 230.2433 | 57.8412 | 79.1627 | 4.2161 | 80.7404 | 19.389 | 0 | 2.6688 | 2.9509
1995-04-11 17:00 | 73.1942 | 61.2013 | 93.9565 | 68.1119 | 79.1627 | 4.3853 | 111.3919 | 19.4386 | 0 | 4.3058 | 14.3571
1995-04-11 18:00 | 80.3926 | 69.1749 | 10.301 | 87.2315 | 79.1627 | 4.3987 | 112.9679 | 19.4385 | 0 | 4.3088 | 40.919
1995-04-11 19:00 | 90.1824 | 75.0428 | 0.00049396 | 70.2701 | 79.1627 | 4.4107 | 124.9282 | 19.5421 | 0 | 4.3132 | 41.3455
1995-04-11 20:00 | 95.3817 | 72.5866 | 0 | 83.8681 | 79.1627 | 4.4369 | 128.4631 | 19.5965 | 0 | 4.3137 | 23.8459
1995-04-11 21:00 | 95.2198 | 72.8592 | 0 | 82.2535 | 79.1627 | 4.4571 | 125.5879 | 19.5569 | 0 | 4.3142 | 24.8827
1995-04-11 22:00 | 84.8951 | 73.368 | 0 | 87.1104 | 79.1627 | 4.4923 | 113.529 | 19.5049 | 0 | 4.3083 | 40.6367
1995-04-11 23:00 | 84.1923 | 83.7243 | 0 | 68.762 | 79.1627 | 4.4746 | 133.9482 | 19.3432 | 0 | 4.2925 | 15.6387
1995-04-12 | 83.8552 | 113.4814 | 0 | 84.6379 | 79.1627 | 2.2761 | 37.2162 | 19.2078 | 0 | 1.729 | 8.8793
1995-04-12 01:00 | 86.4694 | 139.0202 | 0 | 68.6282 | 79.1627 | 2.2626 | 37.1535 | 19.1986 | 0 | 0.68786 | 4.6125
1995-04-12 02:00 | 88.1943 | 164.3166 | 0 | 71.6857 | 80.0951 | 2.2617 | 37.5165 | 19.1554 | 0 | 0.84806 | 25.6712
1995-04-12 03:00 | 90.0023 | 182.6897 | 0 | 69.4029 | 80.0951 | 2.2564 | 36.6602 | 19.1575 | 0 | 0.66621 | 25.19
1995-04-12 04:00 | 94.8898 | 196.0809 | 0.12178 | 56.7315 | 80.0951 | 1.9601 | 37.3464 | 19.222 | 0 | 0.37371 | 5.0013
1995-04-12 05:00 | 99.4067 | 205.6866 | 9.9772 | 53.537 | 80.0951 | 1.7756 | 32.9288 | 19.3025 | 0 | 0.36702 | 3.6631
1995-04-12 06:00 | 97.9186 | 202.6614 | 75.539 | 45.0883 | 80.0951 | 1.7753 | 27.8523 | 19.5009 | 0 | 0.20151 | 2.7235
1995-04-12 07:00 | 89.6874 | 195.4275 | 217.5514 | 43.7887 | 80.0951 | 1.7763 | 27.4348 | 19.6488 | 0 | 0.016806 | 0
1995-04-12 08:00 | 79.1563 | 187.8903 | 359.1035 | 35.5907 | 43.5541 | 1.6675 | 25.2651 | 19.7306 | 0 | 0.016806 | 0
1995-04-12 09:00 | 73.963 | 173.8845 | 465.0834 | 30.5975 | 31.7831 | 1.6705 | 23.739 | 19.7029 | 0 | 0.016806 | 0
1995-04-12 10:00 | 79.7757 | 159.8234 | 509.7208 | 27.6728 | 31.7831 | 1.646 | 24.4802 | 19.6567 | 0 | 0.016806 | 0
1995-04-12 11:00 | 91.7772 | 156.6919 | 518.5646 | 28.8637 | 31.7831 | 1.6153 | 24.0782 | 19.6365 | 0 | 0.016806 | 0.07
1995-04-12 12:00 | 114.5256 | 164.7437 | 495.8517 | 34.2344 | 31.7831 | 1.6168 | 25.1512 | 19.505 | 0 | 0.016806 | 0
1995-04-12 13:00 | 129.0047 | 183.3521 | 483.1364 | 25.1509 | 31.7831 | 1.6178 | 24.7651 | 19.28 | 0 | 0.016806 | 0
1995-04-12 14:00 | 141.6174 | 190.8945 | 448.0318 | 19.5712 | 31.7831 | 1.6191 | 25.6905 | 19.2837 | 0 | 0.016806 | 0
1995-04-12 15:00 | 159.2254 | 205.7887 | 365.5941 | 31.0948 | 31.7831 | 1.6196 | 26.5454 | 19.3472 | 0 | 0.016806 | 0
1995-04-12 16:00 | 181.7313 | 215.6497 | 244.1102 | 30.746 | 31.7831 | 1.6358 | 27.3862 | 19.5756 | 0 | 0.066806 | 0.50439
1995-04-12 17:00 | 206.649 | 228.5969 | 100.0328 | 33.0208 | 50.8485 | 1.6345 | 25.7556 | 19.622 | 0 | 0.36226 | 5.7732
1995-04-12 18:00 | 219.9411 | 234.9596 | 10.633 | 39.1068 | 72.5789 | 1.6334 | 31.8646 | 19.7056 | 0 | 0.36226 | 20.4254
1995-04-12 19:00 | 232.547 | 237.4099 | 0.00055198 | 47.2139 | 53.8371 | 1.6225 | 27.5693 | 19.7774 | 0 | 0.39102 | 26.8358
1995-04-12 20:00 | 236.1867 | 238.1182 | 0 | 46.3075 | 52.1657 | 1.6081 | 28.3047 | 19.7975 | 0 | 0.39102 | 22.8183
1995-04-12 21:00 | 232.8639 | 236.733 | 0 | 43.8929 | 59.5663 | 1.6074 | 28.4309 | 19.7876 | 0 | 0.39102 | 22.4168
1995-04-12 22:00 | 230.8975 | 223.4402 | 0 | 46.3583 | 67.7001 | 1.6085 | 27.2915 | 19.7144 | 0 | 0.39102 | 14.3135
1995-04-12 23:00 | 222.8836 | 215.3934 | 0 | 57.3688 | 51.3124 | 1.6086 | 27.4356 | 19.5268 | 0 | 0.36702 | 14.3256
1995-04-13 | 217.7248 | 203.2698 | 0 | 50.6295 | 64.3589 | 2.8214 | 46.9539 | 19.4875 | 0 | 1.727 | 22.2751
1995-04-13 01:00 | 215.2079 | 193.5689 | 0 | 28.4775 | 77.7334 | 2.7986 | 43.8346 | 19.3869 | 0 | 1.7204 | 27.6442
1995-04-13 02:00 | 213.4167 | 190.6653 | 0 | 55.0794 | 62.8725 | 2.7762 | 44.1464 | 19.3786 | 0 | 1.7203 | 29.5468
1995-04-13 03:00 | 213.0768 | 187.8914 | 0 | 39.7136 | 67.3542 | 2.7808 | 39.0522 | 19.3728 | 0 | 1.7268 | 21.5177
1995-04-13 04:00 | 212.5962 | 184.1815 | 0.12992 | 42.1724 | 57.2864 | 2.6185 | 40.3823 | 19.3956 | 0 | 1.7226 | 19.9593
1995-04-13 05:00 | 215.5968 | 181.7425 | 9.8523 | 65.0686 | 29.868 | 2.6156 | 43.3952 | 19.4775 | 0 | 1.6718 | 13.3753
1995-04-13 06:00 | 216.812 | 184.6922 | 67.4651 | 52.293 | 43.7723 | 2.6149 | 32.6701 | 19.6624 | 0 | 1.6326 | 17.9239
1995-04-13 07:00 | 209.5582 | 187.1529 | 184.0317 | 44.478 | 30.8507 | 2.9652 | 37.8229 | 19.7853 | 0 | 1.5654 | 0
1995-04-13 08:00 | 183.0052 | 180.6213 | 310.0824 | 31.8052 | 30.8507 | 2.5398 | 27.4721 | 19.7784 | 0 | 1.5657 | 0
1995-04-13 09:00 | 195.1363 | 167.9864 | 382.4235 | 25.9509 | 30.8507 | 2.3519 | 22.9991 | 18.3886 | 0 | 1.5622 | 0
1995-04-13 10:00 | 160.9361 | 152.5705 | 427.1295 | 36.194 | 30.8507 | 2.3557 | 26.8084 | 18.894 | 0 | 1.5658 | 0
1995-04-13 11:00 | 147.112 | 135.0567 | 490.5294 | 25.4442 | 30.8507 | 2.3589 | 31.9038 | 17.5198 | 0 | 1.5525 | 0
1995-04-13 12:00 | 152.271 | 139.0101 | 460.4683 | 34.2305 | 30.8507 | 2.4977 | 32.1994 | 18.7781 | 0 | 1.5611 | 0
1995-04-13 13:00 | 194.3919 | 150.4981 | 403.2771 | 31.2149 | 30.8507 | 2.363 | 27.462 | 18.2557 | 0 | 1.5636 | 0
1995-04-13 14:00 | 196.6217 | 161.6258 | 366.6913 | 22.9623 | 30.8507 | 2.3641 | 23.5001 | 17.3925 | 0 | 1.5526 | 0
1995-04-13 15:00 | 204.0307 | 177.3316 | 306.7811 | 25.685 | 30.8507 | 2.3812 | 25.2444 | 17.4129 | 0 | 1.5582 | 0
1995-04-13 16:00 | 209.245 | 193.5095 | 206.3625 | 32.7033 | 30.8507 | 2.3684 | 35.8697 | 18.8521 | 0 | 1.6317 | 0.50439
1995-04-13 17:00 | 235.6791 | 203.0812 | 84.8095 | 32.7614 | 30.9218 | 2.6569 | 49.7119 | 19.6534 | 0 | 1.0821 | 13.5798
1995-04-13 18:00 | 238.5033 | 200.4247 | 11.2809 | 43.5326 | 30.8507 | 2.3506 | 58.857 | 19.7431 | 0 | 0.39829 | 25.5333
1995-04-13 19:00 | 244.4937 | 211.5641 | 0.0025188 | 39.9505 | 54.7069 | 2.3491 | 51.9726 | 19.7494 | 0 | 0.40295 | 31.9512
1995-04-13 20:00 | 245.9268 | 214.8778 | 0 | 50.4127 | 30.8507 | 2.3321 | 61.8846 | 19.7967 | 0 | 0.40355 | 27.875
1995-04-13 21:00 | 242.8727 | 212.2581 | 0 | 56.8661 | 47.2066 | 2.3314 | 57.4432 | 19.7387 | 0 | 0.40401 | 16.5818
1995-04-13 22:00 | 237.8151 | 203.6276 | 0 | 63.7462 | 34.7713 | 2.3413 | 50.1632 | 19.5781 | 0 | 0.39778 | 19.7935
1995-04-13 23:00 | 234.3413 | 196.4135 | 0 | 23.4326 | 59.5516 | 2.3414 | 49.8178 | 19.4251 | 0 | 0.37486 | 25.3355
1995-04-14 | 230.0273 | 188.0805 | 0 | 62.1961 | 45.4307 | 1.645 | 28.1537 | 19.3325 | 0 | 0.26498 | 21.7906
1995-04-14 01:00 | 225.0117 | 177.0414 | 0 | 42.2541 | 65.0105 | 1.6447 | 26.2124 | 19.3598 | 0 | 0.26498 | 31.8733
1995-04-14 02:00 | 221.143 | 163.1662 | 0 | 55.0916 | 39.3792 | 1.6438 | 26.2855 | 19.3302 | 0 | 0.26498 | 31.0131
1995-04-14 03:00 | 218.0591 | 150.3663 | 0 | 45.3224 | 58.7879 | 1.6377 | 23.9699 | 19.3592 | 0 | 0.26498 | 28.5196
1995-04-14 04:00 | 216.4721 | 140.7026 | 0.16302 | 55.8292 | 49.8822 | 1.6325 | 23.7391 | 19.3332 | 0 | 0.26498 | 21.2965
1995-04-14 05:00 | 215.6591 | 130.8072 | 12.7156 | 43.3478 | 36.2284 | 1.6299 | 22.7253 | 19.4394 | 0 | 0.22149 | 27.2311
1995-04-14 06:00 | 205.8733 | 122.8603 | 80.0951 | 26.7037 | 62.983 | 1.6293 | 19.1988 | 19.5794 | 0 | 0.085096 | 11.9537
1995-04-14 07:00 | 187.2904 | 120.4203 | 202.8431 | 39.8477 | 30.8507 | 1.6306 | 18.9543 | 19.7003 | 0 | 0.043003 | 7.4784
1995-04-14 08:00 | 164.801 | 112.6066 | 333.5288 | 27.0315 | 30.8507 | 1.5938 | 18.1 | 19.5959 | 0 | 0.043003 | 0.90759
1995-04-14 09:00 | 138.802 | 102.6807 | 405.2618 | 28.4761 | 30.8507 | 1.5967 | 18.0377 | 18.9233 | 0 | 0.043003 | 1.2394
1995-04-14 10:00 | 135.5754 | 68.8047 | 479.1251 | 21.9963 | 30.8507 | 1.6008 | 17.295 | 18.2043 | 0 | 0.043003 | 0.27976
1995-04-14 11:00 | 138.7461 | 56.6332 | 484.0296 | 31.362 | 30.8507 | 1.6046 | 17.0037 | 18.1777 | 0 | 0.043003 | 0
1995-04-14 12:00 | 152.8392 | 54.5171 | 435.3842 | 33.9478 | 30.8507 | 1.6061 | 14.8852 | 18.0754 | 0 | 0.043003 | 0
1995-04-14 13:00 | 145.4301 | 59.7418 | 411.5017 | 29.2011 | 30.8507 | 1.6176 | 15.2046 | 18.2867 | 0 | 0.043003 | 0
1995-04-14 14:00 | 139.6997 | 57.8603 | 410.394 | 21.9518 | 30.8507 | 1.6188 | 15.6111 | 18.641 | 0 | 0.043003 | 0
1995-04-14 15:00 | 172.2674 | 55.8734 | 297.3252 | 33.5953 | 30.8507 | 1.6192 | 16.2534 | 18.442 | 0 | 0.043003 | 1.1232
1995-04-14 16:00 | 178.8487 | 61.6452 | 210.6806 | 39.6812 | 44.0447 | 1.619 | 22.1781 | 18.8741 | 0 | 0.043003 | 8.7071
1995-04-14 17:00 | 196.9992 | 63.0766 | 91.7482 | 56.0286 | 53.8578 | 1.5894 | 23.643 | 19.6077 | 0 | 0.085096 | 43.5171
1995-04-14 18:00 | 199.6453 | 64.7509 | 11.8512 | 58.0809 | 70.7318 | 1.5884 | 23.0278 | 19.6734 | 0 | 0.085096 | 63.2365
1995-04-14 19:00 | 202.2447 | 66.2705 | 0.0020553 | 52.6487 | 75.4334 | 1.6067 | 23.8463 | 19.7022 | 0 | 0.085096 | 57.3416
1995-04-14 20:00 | 196.6133 | 72.2349 | 0 | 63.9056 | 75.4334 | 1.6067 | 23.9209 | 19.7306 | 0 | 0.085096 | 55.8705
1995-04-14 21:00 | 186.2191 | 87.5784 | 0 | 65.2853 | 75.4334 | 1.6065 | 24.0703 | 19.6732 | 0 | 0.085096 | 49.0773
1995-04-14 22:00 | 176.1414 | 108.1764 | 0 | 69.3332 | 74.7093 | 1.6075 | 23.0552 | 18.268 | 0 | 0.043003 | 45.198
1995-04-14 23:00 | 168.942 | 131.7181 | 0 | 61.5243 | 74.8269 | 1.6078 | 22.4063 | 19.4973 | 0 | 0.040592 | 19.4628
1995-04-15 | 160.6726 | 153.6981 | 0 | 63.3305 | 74.4191 | 1.608 | 19.4336 | 19.2657 | 0 | 0.014395 | 17.9448
1995-04-15 01:00 | 154.4136 | 176.5221 | 0 | 47.5508 | 72.2287 | 1.5707 | 20.1813 | 19.2049 | 0 | 0.014395 | 18.7742
1995-04-15 02:00 | 150.8077 | 187.3834 | 0 | 51.7622 | 75.026 | 1.5701 | 19.8773 | 18.7656 | 0 | 0.0099415 | 6.0026
1995-04-15 03:00 | 148.8903 | 181.5114 | 6.5873e-05 | 45.0119 | 75.4334 | 1.5668 | 16.9461 | 18.7378 | 0 | 0.0099415 | 16.4133
1995-04-15 04:00 | 146.6909 | 163.2832 | 0.23049 | 45.2529 | 71.7757 | 1.561 | 19.6282 | 19.1045 | 0 | 0.0099415 | 1.0554
1995-04-15 05:00 | 144.83 | 145.3758 | 13.1605 | 37.3284 | 67.834 | 1.5572 | 14.7923 | 19.2678 | 0 | 0.0099415 | 7.8954
1995-04-15 06:00 | 140.0611 | 141.4526 | 80.3238 | 41.7954 | 47.0903 | 1.5568 | 13.4048 | 19.3565 | 0 | 0.0099415 | 6.9787
1995-04-15 07:00 | 125.2779 | 145.3601 | 210.8974 | 27.379 | 27.9757 | 1.5584 | 13.4767 | 19.4808 | 0 | 0.0092455 | 0
1995-04-15 08:00 | 110.6621 | 136.297 | 334.4456 | 24.6913 | 29.6945 | 1.5617 | 11.3989 | 18.0987 | 0 | 0.0092455 | 0
1995-04-15 09:00 | 101.0615 | 138.5396 | 386.8309 | 22.804 | 19.8077 | 1.566 | 11.2705 | 17.5751 | 0 | 0.0092455 | 0
1995-04-15 10:00 | 89.9148 | 140.8561 | 415.0208 | 22.8471 | 27.54 | 1.568 | 11.3277 | 18.276 | 0 | 0.0092455 | 0
1995-04-15 11:00 | 102.2435 | 129.705 | 406.7092 | 24.2759 | 26.8817 | 1.57 | 13.1606 | 18.0214 | 0 | 0.0092455 | 0.35765
1995-04-15 12:00 | 92.8759 | 129.6785 | 438.1612 | 21.9444 | 25.6094 | 1.5714 | 11.0838 | 17.8512 | 0 | 0.0092455 | 2.3551
1995-04-15 13:00 | 99.4562 | 138.2071 | 391.8266 | 25.3811 | 25.6567 | 1.5516 | 9.9568 | 16.5058 | 0 | 0.0092455 | 0
1995-04-15 14:00 | 121.1288 | 158.817 | 363.2182 | 23.8523 | 26.9485 | 1.5636 | 11.1883 | 18.1457 | 0 | 0.0092455 | 0
1995-04-15 15:00 | 135.576 | 166.9959 | 305.7562 | 27.0677 | 31.2968 | 1.5638 | 11.6287 | 18.4265 | 0 | 0.010565 | 0.28517
1995-04-15 16:00 | 149.073 | 179.6054 | 212.9709 | 26.4466 | 31.2968 | 1.5636 | 12.6246 | 18.7407 | 0 | 0.010565 | 1.3226
1995-04-15 17:00 | 169.8342 | 187.2425 | 86.4437 | 39.2628 | 31.2968 | 1.5628 | 16.2144 | 18.708 | 0 | 0.014359 | 6.3523
1995-04-15 18:00 | 173.0794 | 194.8867 | 13.3436 | 40.445 | 39.7043 | 1.5716 | 17.7291 | 19.5242 | 0 | 0.014359 | 12.128
1995-04-15 19:00 | 175.3982 | 205.7982 | 0.0014721 | 41.9001 | 48.9848 | 1.615 | 17.3218 | 19.5504 | 0 | 0.014359 | 12.2768
1995-04-15 20:00 | 177.3253 | 219.1129 | 0 | 43.9454 | 42.6556 | 1.6149 | 18.4522 | 19.5453 | 0 | 0.014359 | 18.7867
1995-04-15 21:00 | 177.3171 | 229.9709 | 0 | 39.8534 | 61.1197 | 1.6517 | 18.3084 | 19.5145 | 0 | 0.014359 | 3.6893
1995-04-15 22:00 | 181.9733 | 237.7939 | 0 | 50.6421 | 36.1464 | 1.6194 | 17.2692 | 19.379 | 0 | 0.014359 | 8.7679
1995-04-15 23:00 | 184.2277 | 235.993 | 0 | 39.4436 | 34.2924 | 1.6196 | 17.2837 | 19.277 | 0 | 0.016806 | 19.465
1995-04-16 | 186.3075 | 228.0922 | 0 | 42.9868 | 78.5108 | 1.616 | 14.934 | 19.198 | 0 | 0.016806 | 9.4952
1995-04-16 01:00 | 187.0985 | 218.9083 | 0 | 53.0262 | 65.5907 | 1.6164 | 13.5474 | 19.1093 | 0 | 0.016806 | 6.9627
1995-04-16 02:00 | 187.5014 | 216.1838 | 0 | 39.344 | 65.6273 | 1.6154 | 13.8218 | 19.1051 | 0 | 0.016806 | 16.0446
1995-04-16 03:00 | 185.83 | 219.9428 | 0.00014389 | 43.4817 | 65.5649 | 1.6146 | 13.8598 | 19.03 | 0 | 0.016806 | 3.9799
1995-04-16 04:00 | 187.4665 | 218.9292 | 0.23231 | 44.8609 | 56.6405 | 1.6116 | 13.5576 | 19.0448 | 0 | 0.016806 | 14.7203
1995-04-16 05:00 | 187.8866 | 219.2231 | 11.986 | 60.8883 | 52.5217 | 1.5874 | 13.854 | 19.2291 | 0 | 0.016806 | 19.2891
1995-04-16 06:00 | 190.0401 | 219.0587 | 78.1178 | 53.4635 | 41.3601 | 1.586 | 13.5905 | 19.4023 | 0 | 0.011692 | 17.0902
1995-04-16 07:00 | 193.2654 | 212.5241 | 206.2935 | 38.6643 | 37.7241 | 1.5869 | 13.8438 | 19.5479 | 0 | 0.011692 | 0.39049
1995-04-16 08:00 | 184.9382 | 202.5538 | 327.1309 | 21.4459 | 31.2968 | 1.5762 | 13.9519 | 19.5963 | 0 | 0.011692 | 0.39049
1995-04-16 09:00 | 161.7894 | 194.2162 | 419.3767 | 18.9035 | 31.2968 | 1.5794 | 13.9113 | 19.5642 | 0 | 0.011692 | 0
1995-04-16 10:00 | 154.5801 | 185.5729 | 483.7249 | 20.7375 | 31.2968 | 1.5824 | 13.8064 | 19.4904 | 0 | 0.011692 | 0
1995-04-16 11:00 | 160.7867 | 190.3147 | 509.7185 | 32.8329 | 31.2968 | 1.5843 | 13.702 | 19.3475 | 0 | 0.011692 | 0
1995-04-16 12:00 | 168.2088 | 194.538 | 503.3652 | 23.8884 | 31.2968 | 1.5862 | 13.6138 | 19.3424 | 0 | 0.011692 | 0
1995-04-16 13:00 | 196.0785 | 199.4679 | 470.4428 | 29.6576 | 31.2968 | 1.6008 | 13.5516 | 19.1436 | 0 | 0.011692 | 0
1995-04-16 14:00 | 209.8873 | 203.5916 | 412.85 | 29.6907 | 31.2968 | 1.5805 | 13.5511 | 19.1691 | 0 | 0.011692 | 0
1995-04-16 15:00 | 215.0776 | 205.4522 | 339.2292 | 29.9016 | 31.2968 | 1.5802 | 13.6158 | 19.3477 | 0 | 0.011692 | 0
1995-04-16 16:00 | 226.0286 | 203.7495 | 234.5589 | 29.4461 | 31.2968 | 1.5791 | 15.6663 | 19.3092 | 0 | 0.011692 | 0.62785
1995-04-16 17:00 | 228.9978 | 212.611 | 105.7893 | 40.8822 | 49.3035 | 1.5779 | 17.711 | 19.3821 | 0 | 0.016806 | 13.3564
1995-04-16 18:00 | 230.0276 | 223.3109 | 14.1848 | 45.3861 | 78.5108 | 1.5762 | 18.1474 | 19.446 | 0 | 0.016806 | 33.8301
1995-04-16 19:00 | 227.2456 | 227.1537 | 0.0047993 | 45.0482 | 78.5108 | 1.5339 | 17.4629 | 19.5096 | 0 | 0.016806 | 45.4909
1995-04-16 20:00 | 232.4814 | 226.8273 | 0 | 42.7148 | 77.7936 | 1.5328 | 14.6485 | 19.5112 | 0 | 0.016806 | 45.6342
1995-04-16 21:00 | 237.1021 | 228.2311 | 0 | 46.1372 | 75.0847 | 1.5312 | 14.5638 | 19.4701 | 0 | 0.016806 | 30.0038
1995-04-16 22:00 | 242.684 | 237.2104 | 0 | 40.5855 | 75.2244 | 1.5312 | 13.784 | 19.3127 | 0 | 0.016806 | 14.9477
1995-04-16 23:00 | 244.4895 | 242.5429 | 0 | 38.3144 | 75.4025 | 1.5272 | 14.0203 | 19.3091 | 0 | 0.016806 | 5.5657
1995-04-17 | 252.8269 | 231.6278 | 0 | 44.7948 | 74.1113 | 1.5293 | 14.0189 | 19.0434 | 0 | 0.016806 | 1.5246
1995-04-17 01:00 | 252.8961 | 227.5249 | 0 | 45.3992 | 71.2145 | 1.5294 | 13.8527 | 19.045 | 0 | 0.016806 | 0.088368
1995-04-17 02:00 | 255.0593 | 228.3692 | 0 | 32.9855 | 73.1582 | 1.5284 | 13.2247 | 18.8391 | 0 | 0.016806 | 1.3099
1995-04-17 03:00 | 252.6607 | 234.4776 | 0 | 43.7392 | 50.656 | 1.5238 | 13.0674 | 18.97 | 0 | 0.016806 | 4.4924
1995-04-17 04:00 | 252.498 | 236.4895 | 0.22522 | 42.133 | 50.5482 | 1.5203 | 13.1598 | 19.0253 | 0 | 0.016806 | 8.7868
1995-04-17 05:00 | 248.1592 | 230.335 | 12.8323 | 44.667 | 50.7785 | 1.5181 | 13.2566 | 19.1063 | 0 | 0.016806 | 16.5199
1995-04-17 06:00 | 239.3565 | 221.2053 | 77.4886 | 40.6486 | 59.9341 | 1.5173 | 13.4062 | 19.1268 | 0 | 0.016806 | 16.6415
1995-04-17 07:00 | 229.2552 | 208.6765 | 196.4591 | 38.0371 | 35.568 | 1.5188 | 13.5097 | 19.1748 | 0 | 0.016806 | 2.0814
1995-04-17 08:00 | 217.7471 | 200.3364 | 295.4289 | 32.6201 | 31.2968 | 1.5206 | 13.5495 | 19.1711 | 0 | 0.016806 | 0.026139
1995-04-17 09:00 | 188.478 | 192.9478 | 374.5916 | 31.6473 | 31.2968 | 1.523 | 15.6077 | 19.1754 | 0 | 0.016806 | 0
1995-04-17 10:00 | 172.355 | 182.4345 | 422.3337 | 26.1351 | 31.2968 | 1.5538 | 17.0547 | 19.0941 | 0 | 0.016806 | 1.0937
1995-04-17 11:00 | 183.233 | 175.9649 | 428.0765 | 41.6053 | 31.2968 | 1.5567 | 16.9854 | 19.0276 | 0 | 0.016806 | 0.1231
1995-04-17 12:00 | 184.3399 | 172.2471 | 427.524 | 38.2289 | 30.1968 | 1.5593 | 16.9019 | 18.9621 | 0 | 0.016806 | 0.59731
1995-04-17 13:00 | 214.1698 | 171.9668 | 385.7661 | 41.3034 | 31.2893 | 1.5629 | 16.8332 | 18.9015 | 0 | 0.016806 | 1.5002
1995-04-17 14:00 | 199.7029 | 174.2858 | 356.8624 | 43.4746 | 77.4053 | 1.5637 | 16.8176 | 18.9441 | 0 | 0.016806 | 0.5884
1995-04-17 15:00 | 213.1875 | 174.1099 | 284.0393 | 51.0786 | 77.4053 | 1.5641 | 16.8281 | 18.9561 | 0 | 0.016806 | 0.36304
1995-04-17 16:00 | 236.629 | 173.5472 | 180.6018 | 63.4803 | 77.4053 | 1.5619 | 16.8983 | 18.935 | 0 | 0.016806 | 4.9429
1995-04-17 17:00 | 239.9855 | 172.1114 | 77.7768 | 52.6738 | 72.0547 | 1.5599 | 17.7531 | 18.9788 | 0 | 0.016806 | 28.5979
1995-04-17 18:00 | 238.5641 | 165.5822 | 12.313 | 65.4642 | 63.8279 | 1.5591 | 18.728 | 18.9821 | 0 | 0.016806 | 49.7824
1995-04-17 19:00 | 236.2229 | 159.966 | 0.0053669 | 71.9553 | 57.579 | 1.5568 | 19.2855 | 19.1161 | 0 | 0.016806 | 55.5463
1995-04-17 20:00 | 234.4731 | 157.7799 | 0 | 84.0382 | 52.99 | 1.5562 | 19.3612 | 19.2081 | 0 | 0.016806 | 46.8737
1995-04-17 21:00 | 233.7321 | 162.4144 | 0 | 67.3571 | 76.3053 | 1.5549 | 19.1699 | 19.1354 | 0 | 0.016806 | 26.2584
1995-04-17 22:00 | 240.0393 | 170.0193 | 0 | 55.2059 | 76.3053 | 1.5564 | 18.7539 | 19.0777 | 0 | 0.016806 | 24.9797
1995-04-17 23:00 | 238.2379 | 170.0478 | 0 | 81.6872 | 52.0889 | 1.5561 | 17.6157 | 19.058 | 0 | 0.016806 | 4.5726
1995-04-18 | 238.042 | 171.0148 | 0 | 38.5495 | 76.3053 | 1.6494 | 25.3394 | 19.0029 | 0 | 0.77466 | 2.3808
1995-04-18 01:00 | 239.299 | 173.0721 | 0 | 45.4744 | 56.651 | 1.638 | 23.0154 | 18.7635 | 0 | 0.77466 | 3.7995
1995-04-18 02:00 | 240.1732 | 176.3274 | 0 | 31.548 | 65.1262 | 1.6377 | 22.5096 | 18.846 | 0 | 0.77466 | 8.9291
1995-04-18 03:00 | 244.1327 | 183.7976 | 0.00043679 | 36.5084 | 58.1671 | 1.632 | 22.4497 | 18.801 | 0 | 0.77466 | 4.6146
1995-04-18 04:00 | 248.8621 | 195.6342 | 0.13857 | 48.6609 | 30.2248 | 1.6282 | 22.1591 | 18.7053 | 0 | 0.77466 | 8.4643
1995-04-18 05:00 | 251.5477 | 209.7937 | 11.8553 | 36.9425 | 36.7137 | 1.6124 | 18.5392 | 18.9159 | 0 | 0.77466 | 13.6534
1995-04-18 06:00 | 245.6983 | 218.0713 | 70.1217 | 39.4674 | 25.277 | 1.6121 | 14.4391 | 18.8508 | 0 | 0.63482 | 17.9644
1995-04-18 07:00 | 251.9058 | 224.3803 | 168.3885 | 22.8919 | 47.8657 | 1.5802 | 14.0652 | 18.0823 | 0 | 0.51681 | 0
1995-04-18 08:00 | 253.435 | 230.0312 | 270.8725 | 33.8242 | 22.893 | 1.5827 | 13.4805 | 18.9211 | 0 | 0.016806 | 0
1995-04-18 09:00 | 265.0191 | 229.4371 | 323.0894 | 26.3285 | 22.893 | 1.5849 | 13.1977 | 18.8407 | 0 | 0.011692 | 0
1995-04-18 10:00 | 264.0641 | 209.8746 | 361.1554 | 28.169 | 15.193 | 1.5889 | 13.2057 | 17.5802 | 0 | 0.011692 | 0
1995-04-18 11:00 | 261.6997 | 193.9271 | 393.1994 | 27.3389 | 15.193 | 1.5859 | 13.2047 | 18.9423 | 0 | 0.011692 | 0
1995-04-18 12:00 | 257.0354 | 185.5534 | 414.9098 | 19.7338 | 15.193 | 1.5872 | 13.1581 | 18.8157 | 0 | 0.011692 | 0
1995-04-18 13:00 | 227.9818 | 178.603 | 439.5742 | 15.777 | 21.1984 | 1.5884 | 13.2499 | 18.7723 | 0 | 0.011692 | 0.24134
1995-04-18 14:00 | 262.0005 | 174.1804 | 374.6208 | 21.5858 | 15.193 | 1.5896 | 13.2076 | 18.7268 | 0 | 0.011692 | 0.24134
1995-04-18 15:00 | 243.6682 | 173.4447 | 327.0979 | 27.572 | 15.193 | 1.59 | 13.5866 | 18.743 | 0 | 0.016806 | 0.069611
1995-04-18 16:00 | 264.539 | 170.9667 | 210.7082 | 20.183 | 41.2477 | 1.6232 | 17.9993 | 18.9679 | 0 | 0.13482 | 0.18919
1995-04-18 17:00 | 261.0439 | 169.6259 | 96.6694 | 23.6371 | 58.0866 | 1.7571 | 22.6814 | 17.5694 | 0 | 0.29893 | 0.43319
1995-04-18 18:00 | 253.5161 | 160.2898 | 13.6156 | 32.4408 | 61.309 | 2.0434 | 50.0688 | 18.7325 | 0 | 1.8989 | 8.444
1995-04-18 19:00 | 235.5135 | 159.9387 | 0.0046914 | 43.7089 | 61.309 | 2.084 | 50.3128 | 18.9713 | 0 | 2.0949 | 12.4567
1995-04-18 20:00 | 219.5383 | 155.6093 | 0 | 48.0448 | 61.9833 | 2.1008 | 70.352 | 18.9751 | 0 | 2.0949 | 23.0262
1995-04-18 21:00 | 205.1179 | 149.9891 | 0 | 47.6384 | 61.7101 | 2.1005 | 70.1018 | 18.9158 | 0 | 2.0949 | 30.5783
1995-04-18 22:00 | 203.3053 | 150.6347 | 0 | 54.7586 | 63.4762 | 2.1016 | 64.9554 | 17.547 | 0 | 2.0949 | 22.3429
1995-04-18 23:00 | 192.5079 | 140.3853 | 0 | 38.9358 | 62.8068 | 2.1356 | 65.2283 | 18.5229 | 0 | 2.0709 | 23.6288
1995-04-19 | 178.4154 | 141.6018 | 0 | 60.58 | 61.4986 | 2.119 | 111.1611 | 18.639 | 0 | 2.0709 | 29.0855
1995-04-19 01:00 | 170.9244 | 140.7558 | 0 | 58.8748 | 63.4648 | 2.1188 | 110.5752 | 18.568 | 0 | 2.0709 | 27.5653
1995-04-19 02:00 | 161.4349 | 140.9411 | 0 | 57.0084 | 65.3141 | 2.1294 | 110.2416 | 17.2605 | 0 | 2.0709 | 28.8881
1995-04-19 03:00 | 154.6253 | 146.4336 | 0.00069353 | 57.8239 | 66.9158 | 2.1234 | 111.1658 | 18.4502 | 0 | 2.0709 | 20.8028
1995-04-19 04:00 | 147.2849 | 148.4156 | 0.304 | 40.2029 | 68.0378 | 2.1182 | 99.0293 | 18.6099 | 0 | 2.0709 | 34.1851
1995-04-19 05:00 | 141.1247 | 148.4498 | 16.645 | 46.789 | 66.5103 | 1.981 | 107.8523 | 17.4149 | 0 | 2.0709 | 17.483
1995-04-19 06:00 | 129.4635 | 145.9119 | 91.9265 | 35.4604 | 69.009 | 1.9806 | 103.5475 | 18.9225 | 0 | 2.0709 | 5.8901
1995-04-19 07:00 | 113.9045 | 135.9113 | 217.6762 | 37.3584 | 69.009 | 2.1167 | 87.0911 | 19.212 | 0 | 2.0612 | 2.5854
1995-04-19 08:00 | 105.2934 | 122.6071 | 349.7422 | 27.6675 | 69.009 | 2.1191 | 42.8854 | 19.1447 | 0 | 0.9612 | 0.15853
1995-04-19 09:00 | 104.7733 | 110.4321 | 438.5464 | 23.5306 | 69.009 | 2.1225 | 42.1103 | 19.2226 | 0 | 0.3924 | 0.46626
1995-04-19 10:00 | 105.1422 | 95.4203 | 484.1775 | 18.7178 | 69.009 | 2.3497 | 45.1966 | 19.1098 | 0 | 0.3924 | 0.40087
1995-04-19 11:00 | 109.2321 | 87.1969 | 507.0165 | 17.7473 | 69.009 | 2.3047 | 45.7819 | 19.1414 | 0 | 0.3924 | 0
1995-04-19 12:00 | 112.1837 | 76.0008 | 485.5149 | 21.5326 | 69.009 | 2.3063 | 45.4224 | 17.6977 | 0 | 0.3924 | 0
1995-04-19 13:00 | 123.8504 | 75.7785 | 465.0456 | 21.4756 | 69.009 | 2.3518 | 45.5489 | 17.6466 | 0 | 0.3924 | 0.26251
1995-04-19 14:00 | 125.0308 | 67.649 | 420.6592 | 18.5293 | 69.009 | 2.3529 | 47.0166 | 17.8299 | 0 | 0.3924 | 0
1995-04-19 15:00 | 131.5767 | 65.5934 | 337.7149 | 28.4003 | 69.009 | 2.3448 | 61.349 | 18.0264 | 0 | 6.3395 | 0.27244
1995-04-19 16:00 | 150.6733 | 69.6797 | 207.2798 | 35.7268 | 69.009 | 2.3641 | 79.4932 | 17.5237 | 0 | 6.4347 | 17.5773
1995-04-19 17:00 | 165.2802 | 69.3415 | 90.2002 | 44.1871 | 70.107 | 2.3713 | 91.4319 | 17.828 | 0 | 6.4281 | 29.3295
1995-04-19 18:00 | 171.9258 | 71.2621 | 14.022 | 49.8415 | 70.1094 | 2.3703 | 103.2167 | 19.2217 | 0 | 12.112 | 45.7225
1995-04-19 19:00 | 178.6144 | 69.4629 | 0.0075825 | 50.4707 | 70.7863 | 2.3693 | 117.3442 | 19.3052 | 0 | 8.0377 | 35.5608
1995-04-19 20:00 | 186.1462 | 66.03 | 0 | 52.4785 | 72.0792 | 2.3694 | 95.6366 | 18.0413 | 0 | 8.0384 | 69.7502
1995-04-19 21:00 | 185.7752 | 62.9175 | 0 | 53.5579 | 70.107 | 2.347 | 101.033 | 19.2648 | 0 | 8.0389 | 32.9238
1995-04-19 22:00 | 177.2884 | 61.1384 | 0 | 59.082 | 72.485 | 2.348 | 122.0836 | 17.7946 | 0 | 8.0314 | 25.0709
1995-04-19 23:00 | 175.9768 | 59.4055 | 0 | 52.1024 | 70.107 | 2.3482 | 113.6 | 17.6582 | 0 | 8.014 | 14.7649
1995-04-20 | 172.005 | 60.981 | 0 | 50.623 | 72.485 | 2.3651 | 112.6022 | 17.6303 | 0 | 7.3114 | 20.7773
1995-04-20 01:00 | 173.1833 | 67.5039 | 0 | 58.3367 | 72.485 | 2.3649 | 109.6853 | 17.5207 | 0 | 4.3248 | 23.1735
1995-04-20 02:00 | 177.4773 | 72.1209 | 0 | 57.5557 | 71.8289 | 2.3641 | 108.2178 | 17.4671 | 0 | 4.3207 | 19.3701
1995-04-20 03:00 | 180.6035 | 75.4817 | 0.0012727 | 52.3644 | 69.3002 | 2.356 | 107.5688 | 17.4498 | 0 | 5.0207 | 19.7121
1995-04-20 04:00 | 175.748 | 77.3002 | 0.32272 | 45.4318 | 66.7759 | 2.3339 | 107.9673 | 18.7764 | 0 | 4.9707 | 12.6405
1995-04-20 05:00 | 173.2797 | 76.242 | 16.4426 | 49.596 | 64.785 | 2.3543 | 108.3211 | 18.8691 | 0 | 4.9707 | 4.3784
1995-04-20 06:00 | 164.0193 | 77.1313 | 95.6012 | 36.4353 | 64.785 | 2.3538 | 96.0663 | 19.0617 | 0 | 4.0273 | 5.6096
1995-04-20 07:00 | 147.9842 | 77.446 | 233.1129 | 23.2641 | 65.845 | 2.3986 | 87.5048 | 17.8713 | 0 | 2.0383 | 4.0249
1995-04-20 08:00 | 132.5218 | 78.9325 | 364.8691 | 20.0993 | 65.8703 | 2.4013 | 61.7659 | 17.8749 | 0 | 2.0297 | 0
1995-04-20 09:00 | 119.0296 | 82.1789 | 456.6769 | 19.5725 | 64.785 | 2.4044 | 42.4836 | 17.8349 | 0 | 0.3609 | 0
1995-04-20 10:00 | 99.2435 | 79.7167 | 509.934 | 18.0833 | 72.485 | 2.4091 | 41.6688 | 19.0595 | 0 | 0.4297 | 0
1995-04-20 11:00 | 92.5208 | 83.8105 | 531.4994 | 21.8624 | 72.485 | 2.4113 | 41.614 | 19.0157 | 0 | 0.3609 | 0.46626
1995-04-20 12:00 | 91.0719 | 92.571 | 527.9683 | 16.4084 | 71.3992 | 2.4127 | 41.4765 | 18.8054 | 0 | 0.3609 | 0.02072
1995-04-20 13:00 | 91.2435 | 96.6234 | 503.3578 | 18.0398 | 67.7717 | 2.3916 | 41.4203 | 17.7233 | 0 | 0.3609 | 0
1995-04-20 14:00 | 99.6676 | 103.6522 | 438.3345 | 19.7249 | 69.8801 | 2.4181 | 44.4376 | 18.9471 | 0 | 0.4297 | 0.31014
1995-04-20 15:00 | 94.9313 | 111.3678 | 355.8835 | 24.2306 | 71.1829 | 2.3963 | 65.9447 | 18.9999 | 0 | 0.4297 | 0
1995-04-20 16:00 | 104.1532 | 116.2284 | 226.8379 | 36.8508 | 72.485 | 2.3964 | 86.6214 | 19.0847 | 0 | 0.54466 | 5.6691
1995-04-20 17:00 | 114.1577 | 119.196 | 101.8309 | 46.9401 | 72.485 | 2.3954 | 91.684 | 17.8596 | 0 | 0.55323 | 19.5932
1995-04-20 18:00 | 114.343 | 123.4847 | 15.7211 | 62.1238 | 72.485 | 2.3943 | 109.1346 | 17.9166 | 0 | 8.023 | 44.1523
1995-04-20 19:00 | 115.732 | 122.8073 | 0.012512 | 56.6744 | 72.485 | 2.3935 | 123.6027 | 19.2284 | 0 | 8.0375 | 42.7627
1995-04-20 20:00 | 119.1434 | 122.5438 | 0 | 66.3933 | 72.485 | 2.3304 | 117.4998 | 19.2808 | 0 | 8.0383 | 41.9488
1995-04-20 21:00 | 120.3005 | 126.4489 | 0 | 57.6297 | 72.485 | 2.3522 | 126.9458 | 19.2496 | 0 | 8.0388 | 34.1925
1995-04-20 22:00 | 112.8858 | 125.8927 | 0 | 73.3981 | 72.485 | 2.3531 | 128.4194 | 19.1254 | 0 | 8.0312 | 13.5566
1995-04-20 23:00 | 113.34 | 131.9124 | 0 | 57.1874 | 72.485 | 2.3533 | 114.0641 | 19.026 | 0 | 5.0345 | 33.9165
1995-04-21 | 115.1879 | 126.6966 | 0 | 68.0208 | 73.583 | 1.9591 | 23.85 | 17.5754 | 0 | 0.12247 | 28.2093
1995-04-21 01:00 | 113.299 | 115.5673 | 0 | 70.9414 | 73.583 | 1.959 | 33.3942 | 18.8008 | 0 | 0.12247 | 23.1525
1995-04-21 02:00 | 118.697 | 107.3517 | 0 | 86.8752 | 73.583 | 1.9583 | 28.1003 | 17.4363 | 0 | 0.12247 | 33.1288
1995-04-21 03:00 | 121.8259 | 104.9967 | 0.0014449 | 73.4838 | 73.583 | 1.9549 | 31.8873 | 18.7424 | 0 | 0.12247 | 20.2498
1995-04-21 04:00 | 130.4428 | 98.2684 | 0.37392 | 64.3134 | 73.583 | 1.9484 | 33.025 | 17.4085 | 0 | 0.12247 | 8.7682
1995-04-21 05:00 | 136.0516 | 94.5712 | 19.0797 | 56.2079 | 73.583 | 1.6795 | 29.6569 | 17.5348 | 0 | 0.12247 | 1.369
1995-04-21 06:00 | 136.5643 | 90.5647 | 100.6007 | 54.631 | 73.583 | 1.6172 | 17.1934 | 17.6455 | 0 | 0 | 0.0019717
1995-04-21 07:00 | 125.4675 | 93.1571 | 238.8674 | 41.5211 | 73.583 | 1.6184 | 17.3569 | 17.7596 | 0 | 0 | 0.85486
1995-04-21 08:00 | 111.0116 | 95.4373 | 376.2755 | 33.7649 | 48.4716 | 1.6213 | 15.5278 | 17.7754 | 0 | 0 | 0
1995-04-21 09:00 | 109.8381 | 93.4622 | 459.1979 | 24.8298 | 19.8472 | 1.6238 | 13.3146 | 18.0994 | 0 | 0 | 0.049473
1995-04-21 10:00 | 119.0709 | 84.6902 | 509.8666 | 24.3373 | 21.3071 | 1.6283 | 13.5307 | 18.3482 | 0 | 0 | 0
1995-04-21 11:00 | 129.796 | 70.5249 | 532.2941 | 22.9387 | 19.9434 | 1.6302 | 11.1967 | 17.4948 | 0 | 0 | 0
1995-04-21 12:00 | 132.8374 | 75.1052 | 519.4083 | 18.611 | 20.5993 | 1.6315 | 11.0875 | 17.5723 | 0 | 0 | 0
1995-04-21 13:00 | 148.3468 | 87.5961 | 454.0129 | 16.6246 | 19.6334 | 1.6323 | 11.0248 | 16.216 | 0 | 0 | 0.098743
1995-04-21 14:00 | 177.841 | 98.4169 | 394.2561 | 18.8255 | 19.3546 | 1.6332 | 12.968 | 17.2131 | 0 | 0 | 0.055606
1995-04-21 15:00 | 198.4841 | 119.043 | 310.3409 | 28.4783 | 22.84 | 1.6334 | 13.7609 | 18.2928 | 0 | 0 | 0.8629
1995-04-21 16:00 | 222.8868 | 142.3705 | 194.7196 | 38.0407 | 24.83 | 1.6331 | 18.0056 | 17.8245 | 0 | 0 | 9.7292
1995-04-21 17:00 | 248.7736 | 168.0027 | 84.9189 | 32.792 | 16.3767 | 1.6322 | 20.0812 | 17.7511 | 0 | 0 | 21.6837
1995-04-21 18:00 | 256.2335 | 189.8125 | 16.0787 | 31.6185 | 31.3413 | 1.6312 | 20.1684 | 17.853 | 0 | 0 | 34.8657
1995-04-21 19:00 | 254.2683 | 211.088 | 0.012261 | 20.0149 | 40.6743 | 1.6302 | 19.6225 | 18.8744 | 0 | 0 | 31.5294
1995-04-21 20:00 | 251.8037 | 233.4347 | 0 | 25.7696 | 48.0041 | 1.6847 | 19.9927 | 19.1179 | 0 | 0 | 36.0814
1995-04-21 21:00 | 246.8374 | 248.1554 | 0 | 34.7289 | 39.2094 | 1.6844 | 13.7409 | 18.9426 | 0 | 0 | 27.9085
1995-04-21 22:00 | 237.3796 | 255.9427 | 0 | 21.0378 | 59.3717 | 1.6853 | 12.7586 | 18.8946 | 0 | 0 | 13.9748
1995-04-21 23:00 | 234.7399 | 258.2009 | 0 | 30.8232 | 26.4815 | 1.6855 | 11.9192 | 18.6104 | 0 | 0 | 13.5831
1995-04-22 | 225.5351 | 259.9612 | 0 | 39.0291 | 34.0488 | 1.7618 | 10.564 | 18.3964 | 0 | 0.12247 | 13.4541
1995-04-22 01:00 | 223.0018 | 256.1117 | 0 | 25.7012 | 44.3712 | 1.7615 | 10.5027 | 18.2202 | 0 | 0.12247 | 15.1693
1995-04-22 02:00 | 216.9261 | 255.8879 | 0 | 20.9013 | 46.8914 | 0.13066 | 10.4589 | 12.6295 | 0 | 0.12247 | 10.4388
1995-04-22 03:00 | 207.6052 | 265.7905 | 0.0018031 | 27.1218 | 43.3423 | 0.13066 | 10.2184 | 17.846 | 0 | 0.12247 | 11.0842
1995-04-22 04:00 | 188.742 | 267.4041 | 0.39262 | 17.4599 | 33.3297 | 1.7061 | 8.8098 | 12.3976 | 0 | 0.12247 | 18.5204
1995-04-22 05:00 | 179.9144 | 266.357 | 18.5583 | 22.3878 | 14.7153 | 0.052253 | 6.4478 | 12.4519 | 0 | 0.12247 | 1.7646
1995-04-22 06:00 | 153.2954 | 262.7268 | 88.141 | 37.4778 | 8.973 | 0.052253 | 5.5345 | 12.1663 | 0 | 0.0784 | 2.3378
1995-04-22 07:00 | 140.573 | 261.7723 | 191.3705 | 19.2816 | 22.4582 | 0.052253 | 6.6336 | 12.7039 | 0 | 0.0784 | 0
1995-04-22 08:00 | 119.3049 | 238.7847 | 335.0237 | 14.6987 | 9.5886 | 0.052253 | 5.1725 | 17.932 | 0 | 0.0784 | 0
1995-04-22 09:00 | 105.4277 | 231.7864 | 406.5145 | 21.2007 | 8.0086 | 0.052253 | 3.1917 | 11.6546 | 0 | 0.0784 | 0
1995-04-22 10:00 | 89.5958 | 229.3803 | 454.572 | 12.1178 | 7.8665 | 0.052253 | 6.1017 | 10.845 | 0 | 0.0784 | 0
1995-04-22 11:00 | 88.6179 | 190.9938 | 484.8507 | 25.2795 | 7.3692 | 0.052253 | 3.5579 | 15.9591 | 0 | 0.0784 | 0
1995-04-22 12:00 | 114.1741 | 194.8675 | 467.066 | 11.9944 | 7.9169 | 0.052253 | 4.6192 | 11.7677 | 0 | 0.0784 | 0
1995-04-22 13:00 | 91.8311 | 175.3345 | 477.5215 | 18.1246 | 8.1809 | 0.052253 | 6.094 | 9.8601 | 0 | 0.0784 | 0
1995-04-22 14:00 | 120.2453 | 173.0536 | 407.7701 | 24.9978 | 10.955 | 1.716 | 3.2912 | 15.9102 | 0 | 0.0784 | 0.07
1995-04-22 15:00 | 160.2895 | 199.5666 | 293.5973 | 16.4336 | 14.3327 | 1.7164 | 6.3785 | 17.5507 | 0 | 0.0784 | 0
1995-04-22 16:00 | 178.8949 | 198.0386 | 188.6541 | 19.7693 | 17.7466 | 1.7946 | 7.906 | 18.6777 | 0 | 0.16996 | 2.2294
1995-04-22 17:00 | 182.6895 | 195.8703 | 90.7445 | 28.9695 | 17.103 | 1.7939 | 17.351 | 18.7674 | 0 | 0.24368 | 3.5522
1995-04-22 18:00 | 186.9377 | 193.4447 | 16.8975 | 17.5808 | 51.6558 | 1.7926 | 17.5377 | 18.6546 | 0 | 0.24368 | 8.1456
1995-04-22 19:00 | 187.8423 | 196.749 | 0.013261 | 33.0596 | 35.5219 | 1.7997 | 18.5446 | 18.8047 | 0 | 0.24368 | 19.911
1995-04-22 20:00 | 183.5615 | 199.2586 | 0 | 23.6882 | 57.4773 | 1.7996 | 18.4241 | 19.0884 | 0 | 0.24368 | 20.5764
1995-04-22 21:00 | 183.2667 | 190.4666 | 0 | 29.8202 | 58.2156 | 1.7991 | 19.1845 | 18.7787 | 0 | 0.24368 | 12.755
1995-04-22 22:00 | 182.94 | 181.6796 | 0 | 27.2479 | 67.2486 | 1.8001 | 17.605 | 18.6469 | 0 | 0.24368 | 11.878
1995-04-22 23:00 | 170.3396 | 179.1258 | 0 | 34.2931 | 68.8659 | 1.8002 | 17.8178 | 18.5541 | 0 | 0.1964 | 6.794
1995-04-23 | 160.1516 | 175.7446 | 0 | 65.0209 | 62.289 | 1.7166 | 21.7936 | 18.74 | 0 | 0.27493 | 30.6874
1995-04-23 01:00 | 155.5566 | 168.3621 | 0 | 64.7656 | 62.2631 | 1.7185 | 22.4622 | 18.4677 | 0 | 0.27493 | 27.7196
1995-04-23 02:00 | 144.6357 | 166.0644 | 0 | 58.5485 | 61.703 | 1.7156 | 23.3017 | 18.4358 | 0 | 0.27493 | 39.7183
1995-04-23 03:00 | 138.7981 | 155.8378 | 0.0021038 | 64.0989 | 62.6755 | 1.7139 | 20.7986 | 18.4211 | 0 | 0.27493 | 44.0632
1995-04-23 04:00 | 132.4088 | 149.558 | 0.4371 | 68.0536 | 62.5532 | 1.7125 | 22.1991 | 18.6615 | 0 | 0.27493 | 50.0008
1995-04-23 05:00 | 128.4295 | 143.0383 | 21.695 | 75.5245 | 62.6719 | 1.7089 | 19.4297 | 18.7481 | 0 | 0.27493 | 41.2672
1995-04-23 06:00 | 122.2345 | 133.8747 | 103.2676 | 80.0902 | 61.5504 | 1.7079 | 13.3793 | 18.717 | 0 | 0.27493 | 45.4737
1995-04-23 07:00 | 100.1833 | 124.7134 | 231.2296 | 72.6706 | 62.8422 | 1.7089 | 13.4313 | 18.8339 | 0 | 0.29893 | 3.7893
1995-04-23 08:00 | 76.147 | 118.8324 | 353.6155 | 37.8561 | 63.8534 | 1.6925 | 8.7824 | 18.8116 | 0 | 0.29893 | 0.23586
1995-04-23 09:00 | 67.1431 | 107.6188 | 436.7878 | 27.27 | 62.669 | 1.6959 | 7.1914 | 18.7997 | 0 | 0.29866 | 0
1995-04-23 10:00 | 68.6313 | 101.7932 | 488.1549 | 22.7566 | 58.3806 | 1.6998 | 7.1257 | 18.746 | 0 | 0.29866 | 0.19405
1995-04-23 11:00 | 79.9264 | 104.218 | 489.1288 | 24.4357 | 41.7582 | 1.7018 | 7.0671 | 18.6768 | 0 | 0.29866 | 0.23586
1995-04-23 12:00 | 87.5774 | 112.5407 | 474.486 | 21.8847 | 60.9507 | 1.7039 | 6.9384 | 18.5638 | 0 | 0.29866 | 0
1995-04-23 13:00 | 97.6934 | 124.5451 | 457.0183 | 19.9145 | 61.9139 | 1.7046 | 6.9283 | 18.5343 | 0 | 0.29866 | 0.03568
1995-04-23 14:00 | 114.8454 | 137.9097 | 395.8163 | 25.0496 | 63.0639 | 1.7054 | 6.9613 | 18.5857 | 0 | 0.29866 | 0.25636
1995-04-23 15:00 | 123.4359 | 159.2892 | 308.7552 | 23.7942 | 65.9392 | 1.7054 | 7.4375 | 18.8577 | 0 | 0.29893 | 0.22251
1995-04-23 16:00 | 145.3226 | 184.6695 | 198.0944 | 28.5605 | 66.9194 | 1.7046 | 18.4943 | 18.6254 | 0 | 0.29893 | 13.7723
1995-04-23 17:00 | 171.5252 | 203.9028 | 89.0462 | 39.608 | 65.9047 | 1.7038 | 23.6172 | 18.6651 | 0 | 0.29893 | 26.1097
1995-04-23 18:00 | 196.4434 | 207.1502 | 17.2494 | 45.3268 | 64.6793 | 1.71 | 26.5623 | 18.6886 | 0 | 0.34102 | 36.9047
1995-04-23 19:00 | 211.1786 | 204.1259 | 0.01649 | 63.215 | 64.128 | 1.7096 | 23.4384 | 18.7966 | 0 | 0.34102 | 25.0116
1995-04-23 20:00 | 215.9673 | 199.1278 | 0 | 49.5175 | 63.9814 | 1.7092 | 23.3005 | 18.7636 | 0 | 0.34102 | 29.36
1995-04-23 21:00 | 213.7008 | 198.589 | 0 | 55.8222 | 63.7669 | 1.7084 | 21.6401 | 18.9933 | 0 | 0.34102 | 30.4493
1995-04-23 22:00 | 208.1827 | 207.9744 | 0 | 54.8303 | 61.3254 | 1.7088 | 22.0885 | 18.7041 | 0 | 0.34102 | 13.8894
1995-04-23 23:00 | 205.181 | 198.9003 | 0 | 49.207 | 62.7353 | 1.7068 | 21.6418 | 18.7866 | 0 | 0.31702 | 17.4492
1995-04-24 | 201.3955 | 191.1538 | 0 | 72.5363 | 62.2326 | 1.7084 | 11.366 | 18.5285 | 0 | 0.19493 | 20.7008
1995-04-24 01:00 | 202.2148 | 180.9841 | 0 | 72.6118 | 61.3254 | 1.709 | 12.9398 | 18.4618 | 0 | 0.17709 | 7.9387
1995-04-24 02:00 | 201.5038 | 172.407 | 0 | 51.7371 | 66.9194 | 1.7087 | 13.39 | 18.4257 | 0 | 0.13482 | 14.3784
1995-04-24 03:00 | 203.3638 | 167.811 | 0.0050096 | 60.8196 | 63.8671 | 1.6928 | 13.9924 | 18.4405 | 0 | 0.13482 | 12.5874
1995-04-24 04:00 | 205.8065 | 171.3511 | 0.56826 | 60.3056 | 66.9194 | 1.6886 | 13.7018 | 18.4418 | 0 | 0.13482 | 13.1422
1995-04-24 05:00 | 183.4733 | 184.1638 | 19.7696 | 67.7908 | 66.9194 | 1.6866 | 10.8083 | 18.3461 | 0 | 0.13482 | 17.008
1995-04-24 06:00 | 201.7689 | 197.6538 | 89.0273 | 61.2362 | 68.0174 | 1.6671 | 9.1894 | 18.5477 | 0 | 0.13482 | 11.6304
1995-04-24 07:00 | 184.4416 | 197.8504 | 207.5883 | 41.0589 | 68.0174 | 1.6686 | 9.3583 | 18.5622 | 0 | 0.13482 | 4.4977
1995-04-24 08:00 | 182.0411 | 209.0515 | 314.7528 | 40.1425 | 68.0174 | 1.6713 | 7.6155 | 18.5538 | 0 | 0.13482 | 6.3786
1995-04-24 09:00 | 166.0433 | 223.2514 | 402.8537 | 33.5089 | 68.0174 | 1.6742 | 7.1263 | 18.6855 | 0 | 0.13482 | 15.6939
1995-04-24 10:00 | 150.952 | 202.0785 | 438.1139 | 51.0255 | 68.0174 | 1.6785 | 6.619 | 18.3262 | 0 | 0.1297 | 0.19631
1995-04-24 11:00 | 174.7868 | 221.3686 | 433.5675 | 33.9045 | 68.0174 | 1.6801 | 6.704 | 18.5362 | 0 | 0.1297 | 0.76547
1995-04-24 12:00 | 188.1478 | 225.0552 | 439.0941 | 34.691 | 67.6309 | 1.6815 | 6.6102 | 18.5103 | 0 | 0.1297 | 18.0567
1995-04-24 13:00 | 203.2029 | 217.819 | 402.8245 | 37.2951 | 68.0174 | 1.6838 | 6.4091 | 18.2086 | 0 | 0.1297 | 7.9173
1995-04-24 14:00 | 184.9831 | 223.5796 | 316.2972 | 38.1594 | 68.0174 | 0.052253 | 6.6902 | 16.4911 | 0 | 0.1297 | 0
1995-04-24 15:00 | 214.5327 | 236.5098 | 272.7893 | 32.6855 | 65.0069 | 1.6855 | 6.7283 | 18.5337 | 0 | 0.1297 | 9.004
1995-04-24 16:00 | 220.7359 | 234.9146 | 177.2728 | 54.5697 | 66.9145 | 1.6835 | 11.4791 | 18.6097 | 0 | 0.13482 | 3.1181
1995-04-24 17:00 | 246.2234 | 241.5737 | 79.437 | 39.6241 | 65.2313 | 1.6817 | 13.7441 | 18.6247 | 0 | 0.13482 | 42.3687
1995-04-24 18:00 | 260.808 | 248.0303 | 15.6404 | 54.0677 | 62.4234 | 1.6811 | 12.8934 | 18.6484 | 0 | 0.13482 | 43.824
1995-04-24 19:00 | 265.3824 | 254.1411 | 0.018477 | 39.4662 | 62.4234 | 1.6798 | 11.3333 | 18.7062 | 0 | 0.13482 | 33.8594
1995-04-24 20:00 | 271.4251 | 257.5276 | 0 | 42.7589 | 62.4234 | 1.6791 | 12.3009 | 18.7468 | 0 | 0.13482 | 14.1435
1995-04-24 21:00 | 261.9486 | 244.0406 | 0 | 49.2772 | 62.4234 | 1.6784 | 13.6066 | 18.378 | 0 | 0.13482 | 16.5505
1995-04-24 22:00 | 259.4824 | 246.7945 | 0 | 55.4947 | 62.4234 | 1.6792 | 13.5324 | 18.5789 | 0 | 0.13482 | 19.6338
1995-04-24 23:00 | 255.9788 | 239.691 | 0 | 48.0676 | 62.4234 | 1.6788 | 11.2034 | 18.1559 | 0 | 0.1324 | 4.2675
1995-04-25 | 250.976 | 214.651 | 0 | 41.8906 | 50.8309 | 0.052253 | 9.8195 | 12.5395 | 0 | 0.010601 | 13.8421
1995-04-25 01:00 | 246.4091 | 215.5521 | 0 | 25.3434 | 60.2423 | 0.052253 | 9.8199 | 12.4272 | 0 | 0.010601 | 4.0878
1995-04-25 02:00 | 244.1699 | 210.1924 | 0 | 41.2796 | 41.6365 | 0.052253 | 8.6606 | 12.4277 | 0 | 0.010601 | 9.0424
1995-04-25 03:00 | 245.3278 | 204.1174 | 0.005636 | 31.9797 | 44.1396 | 0.052253 | 8.1244 | 12.3913 | 0 | 0.010601 | 21.266
1995-04-25 04:00 | 244.2851 | 207.72 | 0.60558 | 37.9735 | 26.9226 | 0.052253 | 7.956 | 12.4145 | 0 | 0.010601 | 1.6965
1995-04-25 05:00 | 229.1467 | 211.9824 | 15.6476 | 37.0618 | 34.6853 | 0.052253 | 7.5216 | 12.4851 | 0 | 0.008267 | 5.5597
1995-04-25 06:00 | 223.8467 | 210.0652 | 61.8684 | 41.7247 | 14.5767 | 0.052253 | 7.079 | 12.4778 | 0 | 0.008267 | 2.0981
1995-04-25 07:00 | 206.6257 | 211.3246 | 161.2699 | 42.7873 | 16.7594 | 0.052253 | 6.6504 | 12.463 | 0 | 0.0073556 | 7.288
1995-04-25 08:00 | 198.4149 | 214.5223 | 262.3889 | 24.9867 | 5.3025 | 0.052253 | 5.9969 | 17.9971 | 0 | 0.010565 | 1.9633
1995-04-25 09:00 | 189.567 | 220.6849 | 311.3803 | 24.7055 | 1.9521 | 0.052253 | 5.8098 | 12.3763 | 0 | 0.0044642 | 0.77069
1995-04-25 10:00 | 152.3605 | 219.2194 | 385.0919 | 27.8174 | 3.2212 | 0.052253 | 5.6421 | 12.0415 | 0 | 0.0044642 | 0.20897
1995-04-25 11:00 | 190.2074 | 209.5688 | 378.8883 | 16.5267 | 1.7608 | 0.052253 | 5.5914 | 11.9607 | 0 | 0.0044642 | 0.089687
1995-04-25 12:00 | 196.6129 | 212.9548 | 387.1876 | 21.4764 | 2.4523 | 0.052253 | 5.6477 | 12.0475 | 0 | 0.0044642 | 0.054855
1995-04-25 13:00 | 213.1877 | 218.1537 | 341.8473 | 21.8633 | 2.8815 | 0.052253 | 5.77 | 17.3055 | 0 | 0.0044642 | 1.1227
1995-04-25 14:00 | 224.6255 | 222.6635 | 329.5234 | 19.13 | 4.7975 | 1.6931 | 5.7621 | 12.275 | 0 | 0.0044642 | 1.2299
1995-04-25 15:00 | 233.9901 | 225.9364 | 260.6594 | 28.5359 | 7.6722 | 0.052253 | 5.7964 | 11.6003 | 0 | 0.0044642 | 1.6327
1995-04-25 16:00 | 238.6646 | 233.2657 | 168.0528 | 18.8671 | 24.1708 | 0.052253 | 3.7513 | 17.1596 | 0 | 0.0044642 | 1.9356
1995-04-25 17:00 | 263.5748 | 231.263 | 77.0815 | 35.3648 | 12.6011 | 1.6937 | 5.9669 | 18.106 | 0 | 0.0044642 | 7.1698
1995-04-25 18:00 | 265.488 | 230.4872 | 16.8895 | 44.4297 | 29.7413 | 1.692 | 6.0452 | 18.0817 | 0 | 0.0044642 | 14.3012
1995-04-25 19:00 | 259.5959 | 232.8763 | 0.026014 | 54.8551 | 30.0913 | 1.7201 | 6.2732 | 18.2841 | 0 | 0.0044642 | 16.6088
1995-04-25 20:00 | 257.5531 | 241.8206 | 0 | 31.9218 | 46.7476 | 1.7203 | 6.2443 | 17.9733 | 0 | 0.0044642 | 14.147
1995-04-25 21:00 | 242.0647 | 242.8529 | 0 | 22.2997 | 60.1942 | 1.7202 | 6.1747 | 18.2798 | 0 | 0.0044642 | 21.0336
1995-04-25 22:00 | 230.8562 | 236.0286 | 0 | 53.5992 | 45.3458 | 1.7214 | 6.0317 | 18.2616 | 0 | 0.0044642 | 4.4157
1995-04-25 23:00 | 225.1844 | 240.1581 | 0 | 25.9348 | 61.0404 | 1.7219 | 5.9092 | 18.2659 | 0 | 0.0044642 | 6.3163
1995-04-26 | 229.4335 | 244.6817 | 0 | 27.9951 | 67.7969 | 1.7223 | 9.0063 | 18.437 | 0 | 0.011692 | 20.1411
1995-04-26 01:00 | 223.2338 | 238.6754 | 0 | 38.3691 | 68.7809 | 1.7417 | 8.9912 | 18.4043 | 0 | 0.011692 | 16.7867
1995-04-26 02:00 | 219.594 | 232.2272 | 0 | 34.655 | 71.1837 | 1.7414 | 9.0869 | 18.4036 | 0 | 0.011692 | 17.9441
1995-04-26 03:00 | 211.0277 | 234.615 | 0.0080011 | 35.2898 | 71.7263 | 1.7385 | 9.4853 | 18.3865 | 0 | 0.0044642 | 25.2669
1995-04-26 04:00 | 202.5307 | 237.6174 | 0.68161 | 39.9978 | 57.124 | 1.7357 | 9.9407 | 18.4349 | 0 | 0.0044642 | 10.1415
1995-04-26 05:00 | 188.1411 | 245.2624 | 19.8102 | 20.7623 | 65.0133 | 1.7321 | 10.3344 | 18.5325 | 0 | 0.0044642 | 23.0015
1995-04-26 06:00 | 167.5577 | 245.5004 | 85.0711 | 17.1572 | 66.559 | 1.732 | 10.715 | 18.7118 | 0 | 0.0044642 | 21.826
1995-04-26 07:00 | 143.0983 | 240.3113 | 190.9006 | 37.6875 | 52.2446 | 1.735 | 10.7549 | 18.7553 | 0 | 0.0044642 | 3.5676
1995-04-26 08:00 | 133.489 | 224.4989 | 289.6253 | 35.6939 | 42.7779 | 1.7487 | 10.5796 | 18.2156 | 0 | 0.0044642 | 1.1422
1995-04-26 09:00 | 128.4466 | 203.1933 | 356.7386 | 30.1185 | 40.3142 | 1.7506 | 9.7973 | 18.5476 | 0 | 0.0044642 | 0.30119
1995-04-26 10:00 | 124.1185 | 189.8534 | 391.2485 | 37.6998 | 28.1159 | 1.7538 | 9.4985 | 18.5606 | 0 | 0.0044642 | 0.18072
1995-04-26 11:00 | 132.6624 | 187.5487 | 404.5977 | 18.8924 | 60.7173 | 1.7556 | 9.1002 | 18.1919 | 0 | 0.0044642 | 0.30119
1995-04-26 12:00 | 146.0475 | 181.5021 | 413.5177 | 16.8175 | 53.1551 | 1.7561 | 8.9543 | 18.3908 | 0 | 0.0044642 | 0.37119
1995-04-26 13:00 | 152.9766 | 175.0511 | 390.6579 | 34.0366 | 35.6101 | 1.757 | 8.847 | 18.3784 | 0 | 0.0044642 | 0
1995-04-26 14:00 | 162.7365 | 181.0704 | 354.1748 | 33.1719 | 44.154 | 1.758 | 8.808 | 18.4391 | 0 | 0.0044642 | 0
1995-04-26 15:00 | 178.0824 | 178.4558 | 291.7582 | 22.0544 | 70.0521 | 1.7583 | 8.8681 | 18.4988 | 0 | 0.0044642 | 0.56394
1995-04-26 16:00 | 193.5919 | 182.6488 | 195.2396 | 24.7837 | 68.482 | 1.7582 | 10.757 | 18.7397 | 0 | 0.016806 | 0.1662
1995-04-26 17:00 | 206.5968 | 186.2576 | 92.9916 | 32.7538 | 71.295 | 1.7577 | 11.9794 | 18.8028 | 0 | 0.016806 | 4.3214
1995-04-26 18:00 | 217.6502 | 190.58 | 16.2575 | 41.6331 | 71.1131 | 1.8405 | 12.4377 | 18.8723 | 0 | 0.10862 | 12.3224
1995-04-26 19:00 | 222.8296 | 203.5993 | 0.015059 | 40.0076 | 66.5569 | 1.8347 | 12.8371 | 18.8887 | 0 | 0.10862 | 14.693
1995-04-26 20:00 | 222.0031 | 211.8495 | 0 | 45.2272 | 66.9201 | 1.8348 | 13.2505 | 18.8673 | 0 | 0.10862 | 11.2156
1995-04-26 21:00 | 213.3667 | 210.8474 | 0 | 42.6021 | 65.8849 | 1.8346 | 13.6105 | 18.881 | 0 | 0.10862 | 17.3775
1995-04-26 22:00 | 199.6864 | 189.0283 | 0 | 59.3497 | 75.3156 | 1.8355 | 12.7817 | 18.6652 | 0 | 0.10862 | 25.474
1995-04-26 23:00 | 193.2114 | 180.1883 | 0 | 54.9185 | 72.9972 | 1.8515 | 12.3477 | 18.5962 | 0 | 0.10862 | 11.0638
1995-04-27 | 187.2674 | 174.51 | 0 | 62.6753 | 81.7835 | 2.788 | 23.5139 | 18.5183 | 0 | 2.0515 | 28.7179
1995-04-27 01:00 | 181.6668 | 169.7148 | 0 | 43.9122 | 81.6634 | 2.7879 | 22.3509 | 18.4629 | 0 | 2.0515 | 8.932
1995-04-27 02:00 | 177.9617 | 167.2892 | 0 | 59.0825 | 80.8922 | 2.7652 | 22.8244 | 18.426 | 0 | 2.0515 | 25.7529
1995-04-27 03:00 | 173.6835 | 168.4537 | 0.011005 | 61.7815 | 79.7314 | 2.7832 | 23.2559 | 18.4296 | 0 | 2.0515 | 25.7402
1995-04-27 04:00 | 169.1794 | 171.2371 | 0.7049 | 54.5649 | 78.1729 | 2.7803 | 24.6871 | 18.4319 | 0 | 2.0515 | 5.6789
1995-04-27 05:00 | 165.4972 | 181.0486 | 19.7593 | 46.2478 | 77.1171 | 2.7562 | 25.5485 | 18.5511 | 0 | 2.0515 | 11.9585
1995-04-27 06:00 | 157.2365 | 188.1815 | 82.6862 | 43.0972 | 80.3415 | 2.4458 | 23.9464 | 18.6622 | 0 | 1.5265 | 1.4456
1995-04-27 07:00 | 151.4747 | 189.5834 | 181.0699 | 41.7254 | 82.4895 | 2.4607 | 19.1548 | 18.7769 | 0 | 1.4513 | 0.37539
1995-04-27 08:00 | 147.739 | 184.9281 | 267.5694 | 37.9908 | 82.4895 | 2.4628 | 17.2624 | 18.7497 | 0 | 1.0305 | 0.042847
1995-04-27 09:00 | 134.2719 | 178.051 | 332.9724 | 36.3281 | 82.4895 | 2.4647 | 16.5726 | 18.7106 | 0 | 1.524 | 0
1995-04-27 10:00 | 130.356 | 169.413 | 365.522 | 40.4404 | 82.4895 | 2.4502 | 17.5719 | 18.6427 | 0 | 1.3466 | 0.38645
1995-04-27 11:00 | 136.9621 | 165.5808 | 377.5232 | 28.349 | 78.7935 | 2.4522 | 17.3381 | 18.6611 | 0 | 1.5157 | 0.78484
1995-04-27 12:00 | 130.1429 | 160.3658 | 384.3877 | 34.5732 | 71.1469 | 2.4537 | 17.0162 | 18.5734 | 0 | 1.523 | 0.23036
1995-04-27 13:00 | 128.4886 | 163.2254 | 369.1696 | 25.4259 | 77.3981 | 2.4759 | 16.8212 | 18.5179 | 0 | 1.5252 | 0.61575
1995-04-27 14:00 | 138.3148 | 164.8749 | 326.9662 | 37.6424 | 73.4838 | 2.4777 | 16.7538 | 18.5394 | 0 | 1.5158 | 0.082357
1995-04-27 15:00 | 143.4548 | 166.0931 | 258.5211 | 37.25 | 82.4895 | 2.4875 | 18.3356 | 18.6206 | 0 | 1.5257 | 0.43922
1995-04-27 16:00 | 143.9352 | 166.5781 | 167.153 | 49.2268 | 82.4895 | 2.4928 | 29.1921 | 18.6506 | 0 | 1.4982 | 0.18266
1995-04-27 17:00 | 140.4495 | 167.7241 | 75.7993 | 54.2419 | 82.4895 | 2.7961 | 45.4469 | 18.753 | 0 | 1.2593 | 4.1208
1995-04-27 18:00 | 142.3284 | 166.3926 | 15.2188 | 77.5853 | 82.4895 | 2.4642 | 55.2943 | 18.8274 | 0 | 2.1011 | 29.7463
1995-04-27 19:00 | 143.9512 | 161.5243 | 0.053277 | 67.6526 | 82.4895 | 2.4848 | 67.2553 | 18.9152 | 0 | 2.105 | 43.4548
1995-04-27 20:00 | 145.1285 | 157.2309 | 0 | 79.8007 | 82.4895 | 2.4849 | 62.0664 | 18.9611 | 0 | 2.1056 | 42.3777
1995-04-27 21:00 | 142.941 | 149.1901 | 0 | 69.782 | 82.4147 | 2.4627 | 63.7703 | 18.8698 | 0 | 2.1059 | 23.8142
1995-04-27 22:00 | 138.6209 | 137.9887 | 0 | 72.0731 | 82.4895 | 2.4365 | 62.2503 | 18.7184 | 0 | 2.1007 | 52.2816
1995-04-27 23:00 | 136.832 | 131.2977 | 0 | 59.9101 | 82.4895 | 2.4374 | 65.1567 | 18.4937 | 0 | 2.0791 | 19.9565
1995-04-28 | 134.6455 | 123.3738 | 0 | 74.8328 | 82.4895 | 2.4036 | 75.6926 | 18.3322 | 0 | 2.0777 | 20.7272
1995-04-28 01:00 | 133.9128 | 112.9473 | 0 | 74.9143 | 81.9616 | 2.4038 | 76.1474 | 18.2829 | 0 | 2.0732 | 18.054
1995-04-28 02:00 | 135.3299 | 106.4993 | 0 | 76.4141 | 81.5941 | 2.4397 | 77.0735 | 18.2558 | 0 | 2.0731 | 21.5125
1995-04-28 03:00 | 135.2263 | 102.3231 | 0.014854 | 65.631 | 80.2163 | 2.396 | 74.8369 | 18.2439 | 0 | 2.0775 | 11.2222
1995-04-28 04:00 | 132.1552 | 94.8914 | 0.81039 | 70.9474 | 79.8739 | 2.1733 | 75.4652 | 18.2687 | 0 | 2.0747 | 15.2978
1995-04-28 05:00 | 126.3156 | 90.693 | 24.4194 | 47.9656 | 80.5236 | 2.1941 | 72.298 | 18.3421 | 0 | 2.0742 | 3.0213
1995-04-28 06:00 | 115.0441 | 86.9069 | 101.3268 | 46.2684 | 81.3923 | 2.1943 | 51.0999 | 18.4603 | 0 | 2.0761 | 0.10578
1995-04-28 07:00 | 105.759 | 80.5423 | 205.2017 | 55.4421 | 82.4895 | 2.1956 | 38.5842 | 18.5538 | 0 | 2.0757 | 6.7133
1995-04-28 08:00 | 99.587 | 74.0608 | 298.5504 | 41.4195 | 82.4895 | 2.1976 | 36.4198 | 18.5832 | 0 | 2.0071 | 1.8868
1995-04-28 09:00 | 92.0372 | 70.3474 | 368.538 | 38.2909 | 76.6811 | 2.1779 | 39.1404 | 18.5821 | 0 | 0.3924 | 0
1995-04-28 10:00 | 87.3705 | 74.5941 | 418.1396 | 41.9506 | 60.2096 | 2.1798 | 35.9653 | 18.5282 | 0 | 0.3924 | 0.15832
1995-04-28 11:00 | 83.6356 | 70.4652 | 453.7329 | 31.5059 | 70.8832 | 2.144 | 26.1818 | 18.5261 | 0 | 0.1964 | 0.74319
1995-04-28 12:00 | 83.0491 | 68.1898 | 466.8664 | 25.5914 | 67.2725 | 2.1537 | 24.9686 | 18.4339 | 0 | 0.1964 | 0.6583
1995-04-28 13:00 | 85.3354 | 69.9395 | 444.9333 | 35.6318 | 72.6811 | 2.1678 | 25.2632 | 18.4005 | 0 | 0.1964 | 0.84114
1995-04-28 14:00 | 87.2987 | 77.3593 | 394.7435 | 44.1648 | 73.9307 | 2.1674 | 24.8424 | 18.4256 | 0 | 0.1964 | 0.18326
1995-04-28 15:00 | 89.2487 | 81.8497 | 318.1561 | 48.8173 | 82.4895 | 2.2185 | 41.2748 | 18.5045 | 0 | 0.39751 | 0.083146
1995-04-28 16:00 | 91.9427 | 82.4802 | 215.1187 | 57.1067 | 82.4895 | 2.3868 | 59.2936 | 18.5254 | 0 | 0.49493 | 1.498
1995-04-28 17:00 | 90.8746 | 79.4321 | 102.8794 | 56.7134 | 82.4895 | 2.3871 | 70.8355 | 18.5506 | 0 | 2.0949 | 10.2207
1995-04-28 18:00 | 89.6594 | 74.5096 | 21.8962 | 76.9644 | 81.1431 | 2.4039 | 80.9593 | 18.6113 | 0 | 2.0949 | 40.1918
1995-04-28 19:00 | 91.7347 | 69.3417 | 0.026222 | 79.6818 | 80.2535 | 2.3796 | 80.4051 | 18.6998 | 0 | 2.0949 | 71.9115
1995-04-28 20:00 | 93.9451 | 67.0932 | 0 | 79.2572 | 81.3685 | 2.3579 | 84.3637 | 18.7394 | 0 | 2.0949 | 35.8891
1995-04-28 21:00 | 92.4511 | 66.3326 | 0 | 87.6988 | 81.573 | 2.3414 | 83.431 | 18.6992 | 0 | 2.0949 | 25.8274
1995-04-28 22:00 | 89.8679 | 65.6632 | 0 | 86.3404 | 82.4895 | 2.3642 | 79.8631 | 18.5698 | 0 | 2.0949 | 42.6346
1995-04-28 23:00 | 90.7575 | 70.1391 | 0 | 71.3336 | 82.4895 | 2.3646 | 81.4759 | 18.3986 | 0 | 2.0525 | 22.7609
1995-04-29 | 89.4892 | 72.3044 | 0 | 68.2538 | 82.4895 | 2.365 | 88.6546 | 18.331 | 0 | 2.0583 | 32.7939
1995-04-29 01:00 | 89.329 | 74.3381 | 0 | 69.2903 | 82.4895 | 2.3653 | 88.0954 | 18.1845 | 0 | 2.0545 | 16.7865
1995-04-29 02:00 | 88.525 | 75.1762 | 0.00019596 | 54.4522 | 82.4895 | 2.3663 | 87.357 | 18.1555 | 0 | 2.0544 | 26.6198
1995-04-29 03:00 | 88.4341 | 72.9408 | 0.013644 | 56.7704 | 82.4392 | 2.4449 | 87.5561 | 18.1467 | 0 | 2.0582 | 24.2395
1995-04-29 04:00 | 87.6826 | 69.9016 | 0.91446 | 46.8021 | 82.2316 | 2.4444 | 85.1542 | 18.1605 | 0 | 2.0557 | 9.0139
1995-04-29 05:00 | 85.2564 | 66.813 | 28.4598 | 52.135 | 82.4895 | 2.4324 | 82.5517 | 18.2637 | 0 | 2.0525 | 7.3308
1995-04-29 06:00 | 76.5329 | 62.1746 | 118.3883 | 49.445 | 82.4895 | 2.4553 | 57.3895 | 18.3587 | 0 | 2.0316 | 0
1995-04-29 07:00 | 66.5027 | 55.9042 | 253.0992 | 50.3501 | 82.4895 | 2.4765 | 50.3972 | 18.4691 | 0 | 0.37912 | 0.11711
1995-04-29 08:00 | 59.8711 | 52.4986 | 376.946 | 45.6251 | 82.3316 | 2.5505 | 27.5127 | 18.5463 | 0 | 0.022586 | 0
1995-04-29 09:00 | 58.2834 | 51.2012 | 466.9307 | 43.8625 | 73.8743 | 2.5312 | 28.0531 | 18.5212 | 0 | 0.020564 | 0.55512
1995-04-29 10:00 | 54.8028 | 47.5562 | 511.9005 | 36.3764 | 61.4905 | 2.5292 | 28.6439 | 18.4625 | 0 | 0.022659 | 0.07
1995-04-29 11:00 | 58.0787 | 54.2594 | 522.3057 | 24.8075 | 67.4409 | 2.5269 | 26.7364 | 18.4052 | 0 | 0.014915 | 0.3918
1995-04-29 12:00 | 61.5334 | 58.859 | 504.5386 | 38.6797 | 40.4315 | 2.5271 | 26.132 | 18.2951 | 0 | 0.019914 | 0.23712
1995-04-29 13:00 | 62.1715 | 63.3494 | 471.6678 | 49.215 | 46.7432 | 2.5274 | 25.8504 | 18.2855 | 0 | 0.21738 | 0.61436
1995-04-29 14:00 | 66.4867 | 69.8213 | 419.3562 | 23.6183 | 82.4895 | 2.5277 | 28.7668 | 18.2991 | 0 | 0.21099 | 0
1995-04-29 15:00 | 68.5407 | 74.1215 | 347.0647 | 30.3961 | 82.4895 | 2.56 | 46.9227 | 18.3935 | 0 | 0.27403 | 0.2181
1995-04-29 16:00 | 70.0255 | 75.1813 | 240.0184 | 50.3006 | 81.322 | 2.583 | 65.8715 | 18.4179 | 0 | 0.37656 | 0.1481
1995-04-29 17:00 | 77.001 | 77.4881 | 114.8691 | 50.6885 | 80.0838 | 2.5778 | 74.7752 | 18.4357 | 0 | 0.44202 | 13.6318
1995-04-29 18:00 | 84.1759 | 83.1496 | 22.32 | 61.1692 | 78.6431 | 2.5809 | 82.5472 | 18.5152 | 0 | 2.0439 | 20.2357
1995-04-29 19:00 | 94.1373 | 87.1312 | 0.20868 | 67.0894 | 78.2388 | 2.5743 | 87.7477 | 18.5827 | 0 | 2.0466 | 25.6824
1995-04-29 20:00 | 100.5895 | 89.8679 | 0 | 66.5888 | 78.3815 | 2.5972 | 93.7963 | 18.6437 | 0 | 2.047 | 29.7861
1995-04-29 21:00 | 103.3245 | 89.0197 | 0 | 84.6538 | 77.4736 | 2.5971 | 95.2023 | 18.6356 | 0 | 2.0472 | 17.865
1995-04-29 22:00 | 105.0905 | 91.1868 | 0 | 50.4319 | 77.6978 | 2.5752 | 94.1661 | 18.498 | 0 | 2.0857 | 9.0048
1995-04-29 23:00 | 102.9453 | 83.2321 | 0 | 66.1528 | 76.8955 | 2.5752 | 105.5163 | 18.2945 | 0 | 2.1186 | 5.7743
1995-04-30 | 98.5082 | 76.1975 | 0 | 93.5134 | 82.2164 | 2.5354 | 44.3386 | 18.1786 | 0 | 0.9007 | 38.7369
1995-04-30 01:00 | 93.7526 | 70.0904 | 0 | 93.1919 | 82.3297 | 2.5242 | 44.4001 | 18.1209 | 0 | 0.89768 | 15.5926
1995-04-30 02:00 | 90.322 | 68.7572 | 0.00019508 | 87.6601 | 83.5875 | 2.4968 | 43.3186 | 18.0996 | 0 | 0.89761 | 20.942
1995-04-30 03:00 | 87.1645 | 70.2134 | 0.019183 | 83.3242 | 83.5875 | 2.4797 | 44.0602 | 18.0968 | 0 | 0.90061 | 29.504
1995-04-30 04:00 | 85.9917 | 71.9527 | 1.1947 | 102.2976 | 83.5875 | 2.4736 | 44.3716 | 18.089 | 0 | 0.86319 | 40.254
1995-04-30 05:00 | 81.2263 | 71.7523 | 29.9254 | 97.5391 | 83.5875 | 2.4769 | 44.9531 | 18.1568 | 0 | 0.85621 | 19.75
1995-04-30 06:00 | 74.3869 | 70.4651 | 111.9934 | 71.7447 | 83.5875 | 2.7863 | 42.6615 | 18.2371 | 0 | 0.83435 | 6.2902
1995-04-30 07:00 | 64.5073 | 65.2958 | 241.7381 | 75.0631 | 83.5875 | 2.7872 | 42.2874 | 18.2594 | 0 | 0.7454 | 3.9828
1995-04-30 08:00 | 58.4341 | 58.3214 | 371.6029 | 60.2678 | 83.5875 | 2.9461 | 34.3299 | 18.3305 | 0 | 0.73348 | 0
1995-04-30 09:00 | 54.4133 | 51.5141 | 463.7129 | 54.1844 | 83.5875 | 2.9897 | 28.1437 | 18.2988 | 0 | 1.5939 | 0
1995-04-30 10:00 | 38.3778 | 45.3155 | 521.8734 | 49.3444 | 68.8171 | 3.0123 | 27.6547 | 18.2663 | 0 | 1.5956 | 0
1995-04-30 11:00 | 41.9037 | 40.8291 | 546.4369 | 60.6744 | 83.5875 | 3.0127 | 27.2442 | 18.1178 | 0 | 1.5894 | 0
1995-04-30 12:00 | 40.8678 | 43.8668 | 539.4245 | 60.7851 | 83.5875 | 2.9506 | 27.4763 | 18.1636 | 0 | 1.5934 | 0
1995-04-30 13:00 | 45.7368 | 41.0431 | 502.5486 | 61.9875 | 83.5875 | 2.951 | 27.3697 | 18.0181 | 0 | 1.5946 | 0
1995-04-30 14:00 | 47.3651 | 44.2295 | 435.7112 | 63.9407 | 83.5875 | 2.9305 | 33.5629 | 18.1485 | 0 | 1.5895 | 0.32366
1995-04-30 15:00 | 58.808 | 40.3363 | 341.536 | 73.1249 | 83.5875 | 3.1625 | 40.5097 | 18.0285 | 0 | 2.0381 | 1.4658
1995-04-30 16:00 | 59.7426 | 39.1475 | 234.2626 | 83.9029 | 83.5875 | 3.1617 | 41.8698 | 18.205 | 0 | 2.3584 | 9.5732
1995-04-30 17:00 | 69.2796 | 40.8309 | 113.0918 | 86.1457 | 83.5875 | 3.1164 | 42.8107 | 18.214 | 0 | 3.0341 | 25.4283
1995-04-30 18:00 | 79.3998 | 43.1788 | 21.0271 | 108.3557 | 83.5875 | 3.1167 | 45.9834 | 18.2893 | 0 | 3.1551 | 56.0261
1995-04-30 19:00 | 92.7071 | 47.0242 | 0.13456 | 115.9728 | 83.5875 | 3.1166 | 46.0522 | 18.3307 | 0 | 3.1572 | 66.4846
1995-04-30 20:00 | 98.6561 | 51.5944 | 0 | 97.9963 | 83.5875 | 3.1152 | 45.3726 | 18.4277 | 0 | 3.1575 | 44.139
1995-04-30 21:00 | 98.7288 | 55.488 | 0 | 98.8011 | 83.5875 | 3.1149 | 46.1039 | 18.2364 | 0 | 3.1577 | 15.5195
1995-04-30 22:00 | 84.6358 | 57.7559 | 0 | 112.0653 | 83.5875 | 3.0829 | 45.1333 | 18.171 | 0 | 3.1549 | 37.764
1995-04-30 23:00 | 80.6925 | 58.9913 | 0 | 110.4158 | 83.5875 | 3.0602 | 44.804 | 18.103 | 0 | 2.4427 | 20.9204
1995-05-01 | 77.0516 | 60.2062 | 0 | 94.4458 | 83.5875 | 3.044 | 60.4227 | 18.0963 | 0 | 2.442 | 23.7806
1995-05-01 01:00 | 72.2233 | 57.1277 | 0 | 93.7439 | 83.5875 | 3.0544 | 59.0279 | 18.0247 | 0 | 2.439 | 11.3375
1995-05-01 02:00 | 68.253 | 53.6995 | 0.00031242 | 96.1698 | 83.5875 | 3.0953 | 60.6096 | 17.9837 | 0 | 2.4389 | 26.0329
1995-05-01 03:00 | 67.9168 | 51.426 | 0.032451 | 90.0654 | 83.5875 | 3.0944 | 61.4488 | 17.9878 | 0 | 2.4419 | 6.7277
1995-05-01 04:00 | 68.027 | 51.2908 | 1.3441 | 80.6894 | 83.5875 | 2.9351 | 60.7989 | 18.0205 | 0 | 2.44 | 4.9377
1995-05-01 05:00 | 68.1343 | 53.0622 | 29.2433 | 77.496 | 83.5875 | 2.9442 | 54.7741 | 18.108 | 0 | 2.3975 | 5.8643
1995-05-01 06:00 | 61.6931 | 57.2053 | 118.7442 | 60.446 | 83.5875 | 2.9441 | 47.3044 | 18.112 | 0 | 2.3989 | 0.91928
1995-05-01 07:00 | 48.5937 | 59.7841 | 270.8742 | 53.076 | 83.5875 | 2.9278 | 41.8909 | 18.0962 | 0 | 2.3793 | 0
1995-05-01 08:00 | 44.5076 | 58.8703 | 414.1382 | 35.4321 | 83.5875 | 2.9285 | 43.7535 | 18.1333 | 0 | 2.3792 | 0
1995-05-01 09:00 | 39.6558 | 55.7468 | 510.9332 | 38.1158 | 83.5875 | 2.7729 | 41.7875 | 18.0607 | 0 | 2.3776 | 0
1995-05-01 10:00 | 36.4079 | 53.8083 | 548.4832 | 47.456 | 83.5875 | 2.7737 | 42.3912 | 18.0641 | 0 | 2.3792 | 0
1995-05-01 11:00 | 39.6343 | 50.5195 | 561.045 | 55.1687 | 83.5875 | 2.7742 | 41.8188 | 18.0522 | 0 | 2.3731 | 0
1995-05-01 12:00 | 46.527 | 43.4454 | 548.2277 | 54.8439 | 83.5875 | 2.7883 | 44.1855 | 18.0647 | 0 | 2.377 | 0
1995-05-01 13:00 | 50.6549 | 42.53 | 508.2189 | 46.7076 | 83.5875 | 2.7666 | 42.2512 | 18.0076 | 0 | 2.3782 | 0
1995-05-01 14:00 | 57.5792 | 46.4255 | 447.6103 | 55.2364 | 83.5875 | 2.6507 | 43.7724 | 17.9894 | 0 | 2.3732 | 0.17519
1995-05-01 15:00 | 73.9157 | 48.5778 | 362.8383 | 62.7609 | 83.5875 | 2.6521 | 44.5911 | 17.9919 | 0 | 2.376 | 0.91065
1995-05-01 16:00 | 83.4457 | 53.0827 | 250.3898 | 57.0869 | 83.5875 | 2.6515 | 44.9636 | 17.9975 | 0 | 2.3773 | 8.8859
1995-05-01 17:00 | 96.8823 | 58.8039 | 119.6505 | 72.3496 | 83.5875 | 2.7035 | 52.4305 | 18.093 | 0 | 2.3748 | 31.6949
1995-05-01 18:00 | 114.6816 | 64.8575 | 22.3624 | 75.6343 | 83.5875 | 2.7773 | 51.5104 | 18.1397 | 0 | 2.4184 | 35.2074
1995-05-01 19:00 | 136.3627 | 72.2665 | 0.061605 | 90.8294 | 83.5875 | 2.723 | 54.708 | 18.2018 | 0 | 2.4205 | 28.1968
1995-05-01 20:00 | 151.6864 | 81.3645 | 0 | 82.0327 | 83.5875 | 2.7231 | 55.3844 | 18.2245 | 0 | 2.4208 | 23.1535
1995-05-01 21:00 | 157.3696 | 89.8283 | 0 | 83.3127 | 83.5875 | 2.7227 | 60.0019 | 18.2357 | 0 | 2.421 | 15.3491
1995-05-01 22:00 | 148.1964 | 96.2205 | 0 | 80.0868 | 83.5875 | 2.7773 | 60.4632 | 18.1822 | 0 | 2.4181 | 16.8834
1995-05-01 23:00 | 151.8293 | 99.2415 | 0 | 82.6871 | 83.5875 | 2.7993 | 56.5644 | 18.1294 | 0 | 2.4509 | 5.065
1995-05-02 | 150.1094 | 94.0907 | 0 | 77.7999 | 83.5875 | 2.8167 | 74.8529 | 18.0325 | 0 | 3.532 | 8.9602
1995-05-02 01:00 | 146.3369 | 86.5563 | 0 | 68.703 | 83.5875 | 2.828 | 78.1441 | 17.9581 | 0 | 3.0375 | 3.9381
1995-05-02 02:00 | 141.251 | 80.4707 | 0.00034827 | 66.8421 | 83.5875 | 2.6377 | 79.1342 | 17.9466 | 0 | 3.0374 | 2.7502
1995-05-02 03:00 | 136.5779 | 74.8351 | 0.033827 | 68.9846 | 83.5875 | 2.6533 | 80.1146 | 18.0243 | 0 | 3.04 | 3.224
1995-05-02 04:00 | 132.8665 | 69.6124 | 1.5612 | 71.112 | 83.5875 | 2.8142 | 80.3386 | 18.0472 | 0 | 3.0383 | 0.60016
1995-05-02 05:00 | 128.0121 | 66.6899 | 30.2995 | 67.727 | 83.5875 | 2.8133 | 76.6299 | 18.1453 | 0 | 2.8552 | 2.0536
1995-05-02 06:00 | 110.5894 | 62.5347 | 132.6275 | 56.786 | 83.5875 | 2.819 | 63.1657 | 18.1291 | 0 | 2.998 | 0.29635
1995-05-02 07:00 | 87.3671 | 59.4035 | 295.323 | 45.0836 | 83.5875 | 2.8353 | 55.9663 | 18.0463 | 0 | 2.0327 | 0.049473
1995-05-02 08:00 | 72.7637 | 57.5135 | 439.4895 | 43.9611 | 75.555 | 2.5021 | 29.9128 | 18.0691 | 0 | 0.14046 | 0
1995-05-02 09:00 | 65.2268 | 55.8587 | 534.8041 | 42.6571 | 66.3186 | 2.4647 | 28.7333 | 18.0129 | 0 | 0.13908 | 0
1995-05-02 10:00 | 65.3449 | 53.4469 | 571.8932 | 42.9177 | 63.7162 | 2.4655 | 28.3309 | 17.9684 | 0 | 0.14051 | 0
1995-05-02 11:00 | 70.7855 | 48.6581 | 595.7347 | 35.963 | 72.2928 | 2.4453 | 28.0404 | 17.9348 | 0 | 0.1352 | 0.12319
1995-05-02 12:00 | 75.635 | 46.8748 | 590.1588 | 28.0417 | 71.7727 | 2.4457 | 27.8119 | 17.9306 | 0 | 0.13863 | 0
1995-05-02 13:00 | 76.7354 | 47.9972 | 569.3414 | 30.0966 | 69.5164 | 2.4681 | 27.6194 | 17.9122 | 0 | 0.13964 | 0.13385
1995-05-02 14:00 | 82.387 | 51.6192 | 515.0909 | 38.9341 | 53.3765 | 2.4684 | 27.4813 | 17.9246 | 0 | 0.13525 | 0
1995-05-02 15:00 | 95.5072 | 54.3424 | 418.2641 | 40.0925 | 63.5028 | 2.4682 | 27.8792 | 17.9074 | 0 | 0.20416 | 0.13385
1995-05-02 16:00 | 105.3574 | 60.279 | 282.3397 | 39.3322 | 83.5875 | 2.5145 | 63.847 | 17.9388 | 0 | 0.5408 | 2.1504
1995-05-02 17:00 | 111.2446 | 67.3372 | 126.4804 | 44.5142 | 82.4069 | 2.5181 | 79.557 | 18.0272 | 0 | 1.0386 | 7.9017
1995-05-02 18:00 | 127.3595 | 76.6288 | 24.1366 | 66.679 | 83.3816 | 2.5383 | 84.853 | 18.091 | 0 | 2.1399 | 28.2583
1995-05-02 19:00 | 148.7876 | 86.6213 | 0.082022 | 57.7894 | 83.2065 | 2.5035 | 83.1377 | 18.1263 | 0 | 2.1418 | 37.1612
1995-05-02 20:00 | 169.4516 | 96.7456 | 0 | 55.1893 | 82.4944 | 2.5048 | 87.3593 | 18.1358 | 0 | 2.142 | 28.3362
1995-05-02 21:00 | 177.1776 | 102.5688 | 0 | 61.2553 | 81.7393 | 2.5047 | 87.3942 | 18.131 | 0 | 2.1422 | 24.162
1995-05-02 22:00 | 164.6032 | 94.039 | 0 | 58.9151 | 81.0071 | 2.5048 | 87.7163 | 18.0988 | 0 | 2.1397 | 24.3747
1995-05-02 23:00 | 165.9875 | 96.3809 | 0 | 53.6697 | 81.3077 | 2.485 | 85.8386 | 18.0106 | 0 | 2.1361 | 27.7616
1995-05-03 | 165.0592 | 103.6821 | 0 | 38.7341 | 83.5875 | 3.9145 | 113.4644 | 17.9003 | 0 | 8.0144 | 34.538
1995-05-03 01:00 | 157.3004 | 108.5802 | 0 | 53.355 | 83.5875 | 3.1506 | 110.3695 | 17.842 | 0 | 9.2376 | 25.7538
1995-05-03 02:00 | 154.1424 | 107.5142 | 0.00059272 | 56.4277 | 83.5875 | 3.15 | 112.1301 | 17.8787 | 0 | 9.4244 | 17.3303
1995-05-03 03:00 | 148.1024 | 102.6959 | 0.044679 | 49.8371 | 83.5875 | 3.1476 | 107.9075 | 17.8778 | 0 | 9.4244 | 23.3168
1995-05-03 04:00 | 140.6986 | 97.1195 | 1.31 | 43.5019 | 83.5875 | 3.146 | 110.9621 | 17.9151 | 0 | 9.4106 | 23.5325
1995-05-03 05:00 | 133.5083 | 98.2567 | 30.0605 | 51.2232 | 82.4895 | 3.1442 | 107.9219 | 17.9497 | 0 | 9.3515 | 13.0331
1995-05-03 06:00 | 119.1049 | 102.1109 | 134.9291 | 41.0152 | 82.4895 | 3.1327 | 88.2962 | 17.7955 | 0 | 5.6146 | 2.2493
1995-05-03 07:00 | 92.2451 | 105.8276 | 305.6622 | 41.266 | 82.4895 | 3.1116 | 59.5981 | 17.9097 | 0 | 3.3364 | 0.53757
1995-05-03 08:00 | 71.4027 | 109.2425 | 449.7015 | 40.8403 | 66.0521 | 3.1136 | 34.3581 | 18.0184 | 0 | 1.6228 | 0.46034
1995-05-03 09:00 | 61.4383 | 107.5309 | 547.018 | 32.8303 | 56.7951 | 3.1361 | 24.2947 | 18.2729 | 0 | 1.6228 | 0
1995-05-03 10:00 | 56.6312 | 92.3142 | 581.8047 | 30.0397 | 62.298 | 3.0483 | 23.4894 | 18.2476 | 0 | 1.6228 | 0.02623
1995-05-03 11:00 | 61.8876 | 88.4797 | 604.6867 | 50.1769 | 44.7874 | 2.809 | 23.2398 | 17.9959 | 0 | 1.6228 | 0
1995-05-03 12:00 | 66.0447 | 96.4022 | 589.2116 | 35.026 | 56.1764 | 2.8093 | 22.8075 | 17.8987 | 0 | 1.6228 | 0
1995-05-03 13:00 | 69.7744 | 94.4221 | 577.6369 | 42.8891 | 36.9679 | 3.1194 | 22.6743 | 17.9106 | 0 | 1.6228 | 0
1995-05-03 14:00 | 73.1944 | 97.4276 | 520.1049 | 34.656 | 57.8925 | 2.8094 | 22.2402 | 17.9479 | 0 | 1.6228 | 0
1995-05-03 15:00 | 81.1799 | 97.3067 | 418.6877 | 41.5296 | 61.7315 | 3.1371 | 47.1007 | 18.2809 | 0 | 1.6228 | 0.16358
1995-05-03 16:00 | 82.0383 | 98.0544 | 284.2084 | 42.2351 | 82.4895 | 3.1456 | 63.5894 | 18.3633 | 0 | 5.4571 | 2.8431
1995-05-03 17:00 | 87.3485 | 99.1838 | 125.3679 | 45.5224 | 82.4895 | 3.1453 | 93.831 | 18.3833 | 0 | 7.1926 | 15.9652
1995-05-03 18:00 | 95.4541 | 101.9432 | 25.4542 | 65.9057 | 82.4895 | 3.1437 | 109.8299 | 18.3784 | 0 | 9.3838 | 40.3763
1995-05-03 19:00 | 108.3724 | 103.7053 | 0.058634 | 52.9829 | 83.582 | 3.1736 | 110.2774 | 18.3693 | 0 | 9.3838 | 61.1722
1995-05-03 20:00 | 117.8703 | 105.953 | 0 | 52.2 | 84.762 | 3.1733 | 112.316 | 18.4144 | 0 | 9.3838 | 44.8721
1995-05-03 21:00 | 121.5848 | 108.7225 | 0 | 60.6689 | 84.762 | 3.1453 | 112.2866 | 18.3999 | 0 | 9.3838 | 30.6907
1995-05-03 22:00 | 121.8703 | 113.7429 | 0 | 61.4683 | 84.762 | 3.0361 | 109.7022 | 18.3396 | 0 | 8.8738 | 22.443
1995-05-03 23:00 | 119.9509 | 113.1762 | 0 | 45.3348 | 84.762 | 2.9726 | 109.2359 | 18.1745 | 0 | 8.8729 | 24.5475
1995-05-04 | 116.7406 | 110.4222 | 0 | 74.2722 | 84.762 | 2.9643 | 113.3545 | 18.0834 | 0 | 8.8857 | 37.614
1995-05-04 01:00 | 112.2038 | 103.1333 | 0 | 77.7065 | 84.762 | 3.1232 | 109.2336 | 18.0322 | 0 | 8.8857 | 16.3098
1995-05-04 02:00 | 108.939 | 92.7466 | 0.00068657 | 81.1069 | 84.762 | 3.1226 | 115.5304 | 17.9899 | 0 | 8.8857 | 31.812
1995-05-04 03:00 | 104.311 | 80.5677 | 0.026414 | 76.1216 | 84.762 | 3.2351 | 114.3368 | 18.0078 | 0 | 9.3957 | 21.4597
1995-05-04 04:00 | 101.8265 | 71.2157 | 1.7675 | 64.0707 | 84.762 | 3.2318 | 111.426 | 18.0278 | 0 | 9.3957 | 17.3763
1995-05-04 05:00 | 96.287 | 61.3729 | 31.6601 | 68.8204 | 84.762 | 3.2094 | 113.5975 | 18.1245 | 0 | 13.4757 | 16.0677
1995-05-04 06:00 | 88.6488 | 54.0892 | 137.3498 | 55.0718 | 84.762 | 3.1977 | 91.9517 | 18.29 | 0 | 13.3635 | 2.95
1995-05-04 07:00 | 74.197 | 48.408 | 306.6789 | 43.8757 | 84.762 | 3.2204 | 82.8265 | 18.3986 | 0 | 9.6017 | 0.07
1995-05-04 08:00 | 57.132 | 42.7852 | 454.4988 | 40.5018 | 75.741 | 3.2215 | 53.2797 | 18.1589 | 0 | 2.1228 | 0
1995-05-04 09:00 | 54.9688 | 36.5417 | 549.1981 | 32.4729 | 75.9403 | 3.2401 | 51.6733 | 18.1551 | 0 | 1.6228 | 0
1995-05-04 10:00 | 50.7921 | 35.8884 | 584.5268 | 34.8419 | 67.5673 | 3.2615 | 49.214 | 18.0945 | 0 | 1.6228 | 0
1995-05-04 11:00 | 53.8875 | 32.5614 | 607.5867 | 28.1892 | 76.5427 | 3.2631 | 47.9762 | 18.0807 | 0 | 1.6228 | 0
1995-05-04 12:00 | 58.3094 | 33.9888 | 605.0411 | 38.4947 | 66.5603 | 3.2638 | 44.5751 | 18.3133 | 0 | 1.6228 | 0
1995-05-04 13:00 | 60.6208 | 38.9749 | 581.2413 | 43.7637 | 53.2268 | 3.2627 | 47.7141 | 18.2986 | 0 | 1.6228 | 0
1995-05-04 14:00 | 68.7665 | 43.7982 | 521.9121 | 38.3303 | 55.5887 | 3.2641 | 50.5968 | 18.366 | 0 | 1.6228 | 0
1995-05-04 15:00 | 72.6423 | 49.6704 | 428.895 | 30.4385 | 84.762 | 3.2644 | 56.9804 | 18.4065 | 0 | 1.6228 | 0.38821
1995-05-04 16:00 | 74.8955 | 54.6755 | 294.3388 | 44.2024 | 84.762 | 3.2418 | 70.397 | 18.4 | 0 | 3.3135 | 2.4152
1995-05-04 17:00 | 80.7656 | 58.3103 | 134.6809 | 49.3941 | 84.762 | 3.2278 | 103.8154 | 18.4217 | 0 | 14.4053 | 15.8879
1995-05-04 18:00 | 87.4443 | 57.8735 | 25.3577 | 68.6352 | 84.762 | 3.1818 | 125.3686 | 18.4801 | 0 | 14.4053 | 50.6007
1995-05-04 19:00 | 98.1463 | 54.7242 | 0.071261 | 86.2749 | 84.762 | 3.1609 | 131.2556 | 18.5272 | 0 | 9.4253 | 37.2739
1995-05-04 20:00 | 105.8093 | 53.324 | 0 | 75.1842 | 84.762 | 3.1524 | 126.6943 | 18.6015 | 0 | 9.4253 | 45.9654
1995-05-04 21:00 | 105.5054 | 56.1554 | 0 | 91.8338 | 84.762 | 3.1567 | 127.6903 | 18.5421 | 0 | 9.4253 | 30.1396
1995-05-04 22:00 | 109.8497 | 56.8583 | 0 | 62.151 | 84.762 | 3.1551 | 124.409 | 18.4355 | 0 | 9.4253 | 45.1652
1995-05-04 23:00 | 103.977 | 58.3461 | 0 | 51.4649 | 84.762 | 3.1553 | 125.2051 | 18.3319 | 0 | 9.4244 | 27.4533
1995-05-05 | 95.7117 | 59.5001 | 0 | 82.4835 | 84.762 | 3.1332 | 121.055 | 18.1489 | 0 | 9.4244 | 22.3444
1995-05-05 01:00 | 89.1721 | 60.5341 | 0 | 71.9895 | 84.762 | 3.1332 | 121.1646 | 18.0893 | 0 | 9.4244 | 14.1978
1995-05-05 02:00 | 84.6135 | 60.565 | 0.00061707 | 70.1973 | 84.762 | 3.116 | 121.1496 | 18.0688 | 0 | 9.4244 | 15.3358
1995-05-05 03:00 | 82.5995 | 60.5888 | 0.056535 | 51.8461 | 84.762 | 3.1379 | 119.6107 | 18.1136 | 0 | 9.4244 | 29.5048
1995-05-05 04:00 | 80.8985 | 65.1165 | 2.0701 | 60.8252 | 84.762 | 3.1365 | 118.3963 | 18.1611 | 0 | 9.4244 | 19.3123
1995-05-05 05:00 | 77.6532 | 69.8757 | 34.1066 | 44.9458 | 84.762 | 3.1548 | 106.1321 | 18.1997 | 0 | 6.4458 | 6.6029
1995-05-05 06:00 | 70.8878 | 75.7969 | 143.9566 | 42.9354 | 84.762 | 3.1434 | 82.6913 | 18.3555 | 0 | 5.5092 | 1.0406
1995-05-05 07:00 | 60.8429 | 77.2638 | 306.6771 | 42.0135 | 84.762 | 3.1436 | 48.7484 | 18.4212 | 0 | 4.1228 | 0.31727
1995-05-05 08:00 | 45.2119 | 76.3742 | 448.2804 | 41.4606 | 60.9927 | 3.1462 | 31.7302 | 18.2866 | 0 | 1.9984 | 0
1995-05-05 09:00 | 45.6 | 75.1212 | 525.3735 | 30.0959 | 54.7161 | 2.9031 | 29.1051 | 18.5209 | 0 | 1.7677 | 0
1995-05-05 10:00 | 42.3554 | 64.8305 | 555.392 | 37.768 | 60.3506 | 2.9039 | 26.3597 | 18.4263 | 0 | 1.66 | 0
1995-05-05 11:00 | 44.7456 | 61.6275 | 581.7996 | 35.3937 | 58.9244 | 2.905 | 25.5084 | 18.0304 | 0 | 1.9035 | 0
1995-05-05 12:00 | 49.1092 | 62.1293 | 572.1307 | 50.0092 | 42.6272 | 2.9053 | 25.3482 | 17.1716 | 0 | 1.8395 | 0
1995-05-05 13:00 | 55.3043 | 63.6376 | 549.9298 | 40.9988 | 48.2377 | 2.8846 | 24.4569 | 16.1438 | 0 | 1.7628 | 0
1995-05-05 14:00 | 60.5046 | 66.2381 | 504.1958 | 34.2159 | 51.9812 | 2.8847 | 26.3229 | 18.3565 | 0 | 1.7733 | 0
1995-05-05 15:00 | 68.3105 | 68.4697 | 409.5715 | 35.9818 | 71.2897 | 3.106 | 37.3384 | 18.4156 | 0 | 2.0147 | 0.090613
1995-05-05 16:00 | 72.4876 | 75.5606 | 276.5148 | 42.3899 | 84.762 | 3.1277 | 49.9935 | 18.3917 | 0 | 2.7075 | 0.092676
1995-05-05 17:00 | 74.483 | 81.2385 | 121.1327 | 43.5333 | 84.762 | 3.1485 | 91.834 | 18.4125 | 0 | 6.7241 | 12.7745
1995-05-05 18:00 | 77.9126 | 83.9865 | 22.2961 | 53.2381 | 84.762 | 3.1759 | 113.0736 | 18.4778 | 0 | 9.6274 | 48.0556
1995-05-05 19:00 | 84.6792 | 84.5818 | 0.16486 | 51.0452 | 84.762 | 3.1956 | 114.5093 | 18.5257 | 0 | 6.4467 | 62.9906
1995-05-05 20:00 | 87.9852 | 85.1467 | 0 | 54.4325 | 84.762 | 3.1563 | 115.4659 | 18.5355 | 0 | 6.4467 | 58.7827
1995-05-05 21:00 | 87.3663 | 84.9658 | 0 | 71.8968 | 84.762 | 3.1728 | 111.1723 | 18.5083 | 0 | 9.4253 | 46.4327
1995-05-05 22:00 | 87.3988 | 79.3939 | 0 | 68.2454 | 84.762 | 3.1896 | 113.6023 | 18.4588 | 0 | 9.4253 | 37.8005
1995-05-05 23:00 | 84.7684 | 78.1074 | 0 | 71.6834 | 84.762 | 3.1896 | 112.8946 | 18.3346 | 0 | 9.4157 | 25.3492
1995-05-06 | 83.4576 | 77.2574 | 0 | 77.7011 | 84.762 | 2.1286 | 88.099 | 18.1702 | 0 | 2.1274 | 47.1494
1995-05-06 01:00 | 84.5334 | 78.5487 | 0 | 74.6931 | 84.762 | 2.1282 | 91.3367 | 18.1185 | 0 | 2.1274 | 30.9608
1995-05-06 02:00 | 86.7704 | 80.5759 | 0.0010839 | 77.9599 | 84.762 | 2.1276 | 93.1933 | 18.0739 | 0 | 2.1274 | 10.8213
1995-05-06 03:00 | 87.8359 | 82.1407 | 0.068501 | 66.1448 | 84.762 | 2.103 | 92.9455 | 18.0989 | 0 | 2.0853 | 21.8627
1995-05-06 04:00 | 86.2613 | 85.7536 | 2.3327 | 62.9743 | 84.1303 | 2.0998 | 73.2163 | 18.0856 | 0 | 2.0853 | 11.5023
1995-05-06 05:00 | 83.8365 | 91.0259 | 34.2736 | 51.4871 | 78.1454 | 2.0979 | 69.4014 | 18.1382 | 0 | 2.0627 | 5.9025
1995-05-06 06:00 | 73.9123 | 93.531 | 144.9522 | 48.3712 | 74.862 | 2.0973 | 35.7611 | 18.3222 | 0 | 1.7208 | 9.6203
1995-05-06 07:00 | 61.6184 | 91.0179 | 306.5288 | 41.6272 | 76.8529 | 1.7118 | 20.0609 | 18.1058 | 0 | 0.51681 | 0
1995-05-06 08:00 | 58.6173 | 88.9536 | 439.4018 | 35.6561 | 62.6334 | 1.7129 | 19.8389 | 18.1548 | 0 | 0.016806 | 0
1995-05-06 09:00 | 57.8873 | 88.6463 | 518.4434 | 35.5926 | 49.0356 | 1.7138 | 15.3656 | 17.9213 | 0 | 0.016806 | 0
1995-05-06 10:00 | 50.8105 | 78.8935 | 546.9212 | 46.6137 | 25.7058 | 1.7151 | 18.173 | 17.7923 | 0 | 0.016806 | 0.75101
1995-05-06 11:00 | 66.0596 | 82.0255 | 561.3309 | 35.6783 | 37.4271 | 1.7163 | 16.5986 | 17.8231 | 0 | 0.016806 | 0
1995-05-06 12:00 | 78.9888 | 84.0017 | 558.4739 | 33.9619 | 44.4181 | 1.7176 | 16.432 | 17.9583 | 0 | 0.016806 | 0
1995-05-06 13:00 | 83.1402 | 85.2702 | 541.7131 | 43.2187 | 22.2306 | 1.718 | 17.9218 | 17.4245 | 0 | 0.016806 | 0
1995-05-06 14:00 | 99.0189 | 91.2475 | 492.1214 | 31.8862 | 44.0586 | 1.7185 | 17.9498 | 17.8114 | 0 | 0.016806 | 0
1995-05-06 15:00 | 107.5647 | 93.4488 | 413.6955 | 38.7438 | 46.1945 | 1.7179 | 17.9446 | 17.8692 | 0 | 0.016806 | 0
1995-05-06 16:00 | 110.9666 | 96.4956 | 276.4606 | 41.264 | 74.862 | 1.8008 | 20.3059 | 18.4131 | 0 | 0.016806 | 0
1995-05-06 17:00 | 111.782 | 96.4173 | 124.1168 | 41.6472 | 74.862 | 2.0872 | 38.6172 | 18.4623 | 0 | 0.96293 | 3.1187
1995-05-06 18:00 | 115.5283 | 93.8198 | 25.5977 | 50.659 | 74.862 | 2.0851 | 62.7123 | 18.2609 | 0 | 2.0629 | 29.1771
1995-05-06 19:00 | 127.6087 | 91.2564 | 0.13934 | 51.5067 | 74.862 | 2.0832 | 79.2693 | 18.3477 | 0 | 2.0629 | 32.5001
1995-05-06 20:00 | 134.3246 | 88.3796 | 0 | 57.1798 | 76.0589 | 2.105 | 91.7106 | 18.5982 | 0 | 2.0629 | 33.4332
1995-05-06 21:00 | 132.3389 | 86.4753 | 0 | 61.5006 | 77.0574 | 2.1029 | 93.7454 | 18.5583 | 0 | 2.0629 | 30.0065
1995-05-06 22:00 | 129.0349 | 88.4988 | 0 | 56.32 | 78.3162 | 2.0814 | 92.5683 | 18.4596 | 0 | 2.0778 | 22.872
1995-05-06 23:00 | 124.2353 | 88.0988 | 0 | 59.7914 | 78.5191 | 2.0593 | 97.0436 | 18.3201 | 0 | 2.0949 | 6.9214
1995-05-07 | 120.3448 | 87.5302 | 0 | 84.6536 | 84.762 | 1.693 | 13.6192 | 18.3384 | 0 | 0.016806 | 47.0703
1995-05-07 01:00 | 117.0451 | 85.7225 | 0 | 92.0631 | 84.762 | 1.6931 | 11.3803 | 18.2344 | 0 | 0.016806 | 33.8325
1995-05-07 02:00 | 116.6421 | 84.7737 | 0.0016831 | 74.6648 | 84.762 | 1.6923 | 11.4046 | 18.218 | 0 | 0.016806 | 32.5545
1995-05-07 03:00 | 115.5761 | 80.7715 | 0.072174 | 78.1321 | 84.762 | 1.6915 | 16.1162 | 18.2568 | 0 | 0.016806 | 26.2861
1995-05-07 04:00 | 114.8891 | 72.252 | 2.2778 | 103.5245 | 84.762 | 1.6907 | 12.626 | 18.2683 | 0 | 0.016806 | 39.6125
1995-05-07 05:00 | 112.3739 | 65.3058 | 35.1206 | 86.3712 | 84.762 | 1.6884 | 12.7455 | 18.3816 | 0 | 0.016806 | 46.4891
1995-05-07 06:00 | 103.6062 | 60.6092 | 141.6075 | 63.6897 | 84.762 | 1.6877 | 12.4855 | 18.5486 | 0 | 0.016806 | 23.7572
1995-05-07 07:00 | 87.8366 | 56.5951 | 296.4346 | 63.0002 | 84.762 | 1.6884 | 11.2039 | 18.6363 | 0 | 0.016806 | 2.777
1995-05-07 08:00 | 76.0186 | 55.2712 | 427.9013 | 33.953 | 82.7411 | 1.69 | 13.947 | 18.7111 | 0 | 0.011692 | 0.092676
1995-05-07 09:00 | 75.2692 | 54.8043 | 507.2255 | 37.7564 | 65.8589 | 1.7413 | 13.6627 | 18.6323 | 0 | 0.011692 | 0
1995-05-07 10:00 | 60.1159 | 58.3022 | 547.9225 | 30.6982 | 70.8325 | 1.7326 | 13.3023 | 18.5359 | 0 | 0.011692 | 0
1995-05-07 11:00 | 63.4473 | 68.2944 | 557.59 | 41.0684 | 56.6339 | 1.7343 | 13.0401 | 18.5076 | 0 | 0.011692 | 0
1995-05-07 12:00 | 72.2819 | 78.0086 | 540.4381 | 39.6893 | 53.5404 | 1.7376 | 12.8062 | 18.4407 | 0 | 0.011692 | 0
1995-05-07 13:00 | 72.7672 | 90.9583 | 540.8361 | 40.8648 | 62.4255 | 1.7389 | 12.6328 | 18.3607 | 0 | 0.011692 | 0
1995-05-07 14:00 | 86.4908 | 105.5677 | 485.5688 | 36.7335 | 77.3173 | 1.7403 | 12.6141 | 18.4633 | 0 | 0.011692 | 0
1995-05-07 15:00 | 87.1244 | 121.0717 | 401.4435 | 46.2902 | 84.762 | 1.7402 | 12.7038 | 18.4593 | 0 | 0.011692 | 0
1995-05-07 16:00 | 91.8149 | 132.3233 | 266.174 | 48.3861 | 84.762 | 1.739 | 14.4139 | 18.5093 | 0 | 0.016806 | 0.097755
1995-05-07 17:00 | 92.0376 | 144.5458 | 125.8984 | 64.9635 | 84.762 | 1.7374 | 15.1085 | 18.5136 | 0 | 0.016806 | 19.4619
1995-05-07 18:00 | 96.0608 | 160.9776 | 29.2569 | 74.8023 | 84.762 | 1.7361 | 15.4354 | 18.6052 | 0 | 0.016806 | 72.6775
1995-05-07 19:00 | 102.3194 | 170.4195 | 0.2035 | 87.4807 | 84.762 | 1.7353 | 15.7653 | 18.599 | 0 | 0.016806 | 70.1515
1995-05-07 20:00 | 109.0139 | 190.6957 | 0 | 73.8536 | 84.762 | 1.7334 | 15.7461 | 18.6751 | 0 | 0.016806 | 48.4306
1995-05-07 21:00 | 115.1712 | 185.3999 | 0 | 83.7253 | 84.762 | 1.7326 | 15.6176 | 18.609 | 0 | 0.016806 | 29.1289
1995-05-07 22:00 | 114.0349 | 150.7562 | 0 | 90.2551 | 84.762 | 1.7327 | 15.5477 | 18.556 | 0 | 0.016806 | 47.9226
1995-05-07 23:00 | 119.4146 | 146.6373 | 0 | 81.6541 | 84.762 | 1.7311 | 14.8252 | 18.4254 | 0 | 0.016806 | 30.6398
1995-05-08 | 125.815 | 136.7064 | 0 | 80.9066 | 84.762 | 1.5929 | 14.5653 | 18.2766 | 0 | 0.016806 | 25.4863
1995-05-08 01:00 | 132.9174 | 139.3308 | 0 | 78.5193 | 84.762 | 1.5931 | 14.5575 | 18.1942 | 0 | 0.016806 | 13.3897
1995-05-08 02:00 | 137.0317 | 149.628 | 0.0014847 | 68.012 | 84.762 | 1.5929 | 14.4995 | 18.1934 | 0 | 0.016806 | 6.6494
1995-05-08 03:00 | 139.612 | 155.6141 | 0.065401 | 64.2177 | 84.762 | 1.5909 | 14.832 | 18.1951 | 0 | 0.016806 | 3.1932
1995-05-08 04:00 | 138.2887 | 156.032 | 2.1506 | 66.3095 | 84.762 | 1.5888 | 15.306 | 18.2371 | 0 | 0.016806 | 3.2403
1995-05-08 05:00 | 134.3996 | 154.7532 | 35.6706 | 67.3088 | 84.762 | 1.5876 | 15.16 | 18.3154 | 0 | 0.016806 | 5.7066
1995-05-08 06:00 | 130.1761 | 157.6233 | 129.9588 | 56.6415 | 84.762 | 1.5872 | 14.0045 | 18.4225 | 0 | 0.011692 | 2.4025
1995-05-08 07:00 | 117.5249 | 162.4389 | 275.4472 | 45.4071 | 84.762 | 1.5885 | 13.9237 | 18.5125 | 0 | 0.011692 | 0
1995-05-08 08:00 | 112.0073 | 164.5439 | 395.1484 | 44.417 | 84.762 | 1.5899 | 13.6677 | 18.5203 | 0 | 0.011692 | 0
1995-05-08 09:00 | 105.8523 | 159.4151 | 472.8174 | 54.3846 | 84.762 | 1.5918 | 13.4585 | 18.4873 | 0 | 0.011692 | 0
1995-05-08 10:00 | 87.972 | 138.2261 | 508.7043 | 45.5756 | 84.762 | 1.7332 | 13.1478 | 18.4528 | 0 | 0.011692 | 0
1995-05-08 11:00 | 103.4235 | 137.5451 | 511.9367 | 52.1448 | 84.762 | 1.7348 | 12.8981 | 18.401 | 0 | 0.011692 | 0
1995-05-08 12:00 | 119.7225 | 140.3006 | 520.1622 | 49.9514 | 83.6695 | 1.7364 | 12.6548 | 18.3752 | 0 | 0.011692 | 0
1995-05-08 13:00 | 148.0302 | 148.217 | 491.5771 | 52.2974 | 83.6695 | 1.7449 | 12.5093 | 18.3137 | 0 | 0.011692 | 0.46626
1995-05-08 14:00 | 151.961 | 157.6475 | 457.438 | 52.4986 | 83.6695 | 1.7459 | 12.4651 | 18.3221 | 0 | 0.011692 | 0
1995-05-08 15:00 | 160.8374 | 169.9864 | 366.6606 | 52.9533 | 83.6695 | 1.7464 | 12.4482 | 18.3595 | 0 | 0.011692 | 0.34693
1995-05-08 16:00 | 176.2668 | 179.7066 | 249.1326 | 53.6451 | 83.6695 | 1.746 | 12.5171 | 18.4407 | 0 | 0.011692 | 0.49727
1995-05-08 17:00 | 176.5465 | 188.7009 | 116.0769 | 57.5218 | 83.012 | 1.7456 | 13.3087 | 18.4373 | 0 | 0.016806 | 9.9255
1995-05-08 18:00 | 173.8912 | 194.3737 | 28.4629 | 61.7114 | 82.5659 | 1.7454 | 14.5683 | 18.4773 | 0 | 0.016806 | 26.6889
1995-05-08 19:00 | 174.4309 | 200.0725 | 0.27602 | 66.0444 | 82.5659 | 1.7448 | 14.8249 | 18.5595 | 0 | 0.016806 | 27.1297
1995-05-08 20:00 | 172.5136 | 201.7828 | 0 | 63.2268 | 82.5659 | 1.7429 | 14.8964 | 18.5415 | 0 | 0.016806 | 19.5091
1995-05-08 21:00 | 174.9471 | 206.0101 | 0 | 67.2859 | 82.5659 | 1.7382 | 14.612 | 18.4769 | 0 | 0.016806 | 23.5392
1995-05-08 22:00 | 173.7631 | 199.6857 | 0 | 72.3293 | 82.5659 | 1.7147 | 14.3358 | 18.3982 | 0 | 0.016806 | 6.4618
1995-05-08 23:00 | 163.3728 | 201.4408 | 0 | 74.3508 | 82.5659 | 1.7147 | 13.7471 | 18.3352 | 0 | 0.016806 | 7.3035
1995-05-09 | 160.0363 | 199.5037 | 0 | 52.6924 | 82.5659 | 3.0065 | 44.8184 | 18.2588 | 0 | 3.3089 | 15.0984
1995-05-09 01:00 | 161.7754 | 197.5057 | 0 | 52.2425 | 82.5659 | 3.0065 | 36.1611 | 18.1555 | 0 | 3.3089 | 7.038
1995-05-09 02:00 | 165.9454 | 194.584 | 0.0022308 | 53.6296 | 82.5659 | 2.6743 | 36.4093 | 18.1289 | 0 | 3.3089 | 1.6553
1995-05-09 03:00 | 168.4097 | 193.3346 | 0.071315 | 50.9163 | 81.4679 | 2.5052 | 31.1916 | 18.1409 | 0 | 3.3089 | 0.57184
1995-05-09 04:00 | 169.8607 | 189.1882 | 2.8448 | 51.632 | 81.4679 | 2.5223 | 40.2516 | 18.1637 | 0 | 3.3089 | 0.31845
1995-05-09 05:00 | 168.8132 | 179.3212 | 37.159 | 49.8603 | 81.4679 | 2.521 | 20.6499 | 18.2644 | 0 | 3.3089 | 0
1995-05-09 06:00 | 163.3118 | 171.2404 | 130.4725 | 46.5885 | 81.4679 | 2.3695 | 20.9444 | 18.2569 | 0 | 3.1448 | 0.77989
1995-05-09 07:00 | 156.8733 | 166.3219 | 265.525 | 49.116 | 81.4679 | 2.5279 | 19.0781 | 18.067 | 0 | 3.1448 | 0
1995-05-09 08:00 | 145.7701 | 160.599 | 390.2073 | 37.4772 | 70.0723 | 2.6198 | 18.1999 | 18.0668 | 0 | 1.4217 | 0
1995-05-09 09:00 | 137.9525 | 156.3112 | 460.8079 | 49.6481 | 38.9712 | 2.6211 | 16.3957 | 18.0232 | 0 | 1.4217 | 0
1995-05-09 10:00 | 134.7057 | 135.4311 | 502.9836 | 39.2781 | 67.2352 | 2.7174 | 12.64 | 18.2418 | 0 | 1.4217 | 0
1995-05-09 11:00 | 147.7381 | 130.0924 | 506.9417 | 32.2383 | 70.8589 | 2.7193 | 11.4136 | 17.9858 | 0 | 1.4217 | 0.07
1995-05-09 12:00 | 153.8997 | 125.0307 | 501.6583 | 52.2885 | 61.6001 | 2.7208 | 11.0747 | 17.6974 | 0 | 1.4217 | 0
1995-05-09 13:00 | 160.536 | 128.6832 | 479.557 | 41.703 | 52.1269 | 2.6989 | 11.2307 | 17.9877 | 0 | 1.4217 | 0
1995-05-09 14:00 | 175.8338 | 124.8253 | 440.4998 | 35.5989 | 65.7416 | 2.699 | 11.2671 | 17.9626 | 0 | 1.4217 | 0
1995-05-09 15:00 | 191.376 | 124.6232 | 357.5955 | 43.8888 | 64.9361 | 2.7746 | 11.5496 | 18.3566 | 0 | 1.4217 | 0
1995-05-09 16:00 | 198.8633 | 119.8426 | 248.3499 | 45.2797 | 81.4679 | 3.0847 | 27.9927 | 18.343 | 0 | 1.5448 | 0
1995-05-09 17:00 | 191.4816 | 118.1773 | 121.1199 | 48.5598 | 81.4679 | 3.177 | 32.6441 | 18.3309 | 0 | 2.5115 | 0.31875
1995-05-09 18:00 | 177.5158 | 111.7991 | 30.0518 | 56.2163 | 81.4679 | 3.1348 | 80.6721 | 18.3502 | 0 | 7.2961 | 20.7681
1995-05-09 19:00 | 168.1781 | 105.2856 | 0.31048 | 60.0183 | 81.4679 | 3.1344 | 94.7019 | 18.4176 | 0 | 6.3961 | 28.5192
1995-05-09 20:00 | 158.9609 | 93.5079 | 0 | 58.9719 | 81.4679 | 3.1345 | 94.2888 | 18.4483 | 0 | 9.3833 | 30.8781
1995-05-09 21:00 | 148.8908 | 82.5929 | 0 | 65.9029 | 81.4679 | 3.1276 | 95.2524 | 18.4452 | 0 | 9.3833 | 32.5187
1995-05-09 22:00 | 146.9509 | 74.8234 | 0 | 75.5325 | 81.4679 | 3.1287 | 96.4319 | 18.3786 | 0 | 9.2151 | 22.4633
1995-05-09 23:00 | 129.73 | 63.5544 | 0 | 67.5389 | 81.4679 | 3.1289 | 96.3529 | 18.3098 | 0 | 9.3833 | 25.7216
1995-05-10 | 117.4761 | 54.7706 | 0 | 81.4821 | 81.4679 | 3.1506 | 103.3055 | 18.1968 | 0 | 7.2333 | 14.3248
1995-05-10 01:00 | 108.9928 | 49.0923 | 0 | 80.3906 | 81.4679 | 3.1676 | 94.1484 | 18.1422 | 0 | 7.2333 | 47.5717
1995-05-10 02:00 | 102.9893 | 46.5446 | 0.0028341 | 82.3403 | 81.4679 | 3.1674 | 86.9556 | 18.1125 | 0 | 9.4244 | 30.7366
1995-05-10 03:00 | 98.1549 | 44.4373 | 0.069195 | 76.3703 | 81.4679 | 3.1654 | 111.2562 | 18.1687 | 0 | 7.6472 | 31.083
1995-05-10 04:00 | 91.3049 | 40.7763 | 2.5998 | 68.6497 | 81.4679 | 3.1402 | 104.471 | 18.2066 | 0 | 8.3728 | 28.6569
1995-05-10 05:00 | 81.0076 | 36.5787 | 40.1305 | 75.5172 | 82.5659 | 3.0984 | 97.4692 | 18.3001 | 0 | 7.4593 | 10.2825
1995-05-10 06:00 | 68.8762 | 32.7179 | 132.3644 | 52.2653 | 82.5659 | 3.0763 | 68.565 | 18.4016 | 0 | 4.1763 | 27.0778
1995-05-10 07:00 | 51.3729 | 28.3805 | 261.6158 | 54.6566 | 82.5659 | 3.1421 | 69.5705 | 18.4906 | 0 | 5.0763 | 4.7543
1995-05-10 08:00 | 47.811 | 24.5303 | 375.2444 | 46.2399 | 82.5659 | 3.1451 | 55.5583 | 18.5516 | 0 | 2.676 | 0
1995-05-10 09:00 | 37.6206 | 20.3642 | 464.737 | 40.4844 | 72.5595 | 3.1366 | 53.5248 | 18.5446 | 0 | 1.776 | 0
1995-05-10 10:00 | 36.6938 | 20.7981 | 500.9843 | 44.0369 | 64.7698 | 3.137 | 51.0487 | 18.503 | 0 | 1.776 | 0
1995-05-10 11:00 | 39.4525 | 22.8239 | 503.1017 | 41.2072 | 66.8817 | 3.1304 | 50.3513 | 18.5136 | 0 | 1.776 | 0
1995-05-10 12:00 | 39.6503 | 22.9566 | 498.2601 | 48.8692 | 61.6502 | 3.1505 | 51.6152 | 18.4459 | 0 | 1.776 | 0
1995-05-10 13:00 | 40.7075 | 24.1682 | 479.36 | 54.2235 | 61.3708 | 3.1735 | 53.0097 | 18.4425 | 0 | 1.776 | 0
1995-05-10 14:00 | 46.3668 | 27.5299 | 424.4075 | 43.8033 | 82.5659 | 3.1492 | 59.4759 | 18.4811 | 0 | 1.8448 | 0
1995-05-10 15:00 | 58.4591 | 32.334 | 339.8456 | 49.7854 | 82.5659 | 3.5462 | 68.7023 | 18.4838 | 0 | 1.8448 | 0
1995-05-10 16:00 | 67.8311 | 39.5084 | 236.7529 | 51.7733 | 82.5659 | 3.9126 | 82.3128 | 18.5287 | 0 | 4.9256 | 3.8521
1995-05-10 17:00 | 75.8383 | 44.5753 | 117.9879 | 59.9444 | 82.5659 | 3.9986 | 94.2373 | 18.5388 | 0 | 9.5411 | 12.8602
1995-05-10 18:00 | 78.2494 | 49.007 | 30.5449 | 90.4262 | 82.5659 | 4.0541 | 93.6863 | 18.6157 | 0 | 8.9643 | 33.6934
1995-05-10 19:00 | 80.5708 | 51.9814 | 0.14396 | 82.9062 | 82.5659 | 4.065 | 96.677 | 18.6547 | 0 | 8.0976 | 51.0254
1995-05-10 20:00 | 82.9682 | 53.6861 | 0 | 78.0723 | 82.5659 | 4.1016 | 101.1311 | 18.6699 | 0 | 9.9584 | 69.8341
1995-05-10 21:00 | 81.8933 | 52.5123 | 0 | 100.6826 | 82.5659 | 4.1235 | 108.147 | 18.668 | 0 | 9.8633 | 46.3609
1995-05-10 22:00 | 83.7916 | 60.8674 | 0 | 82.3257 | 82.5659 | 4.1048 | 120.7566 | 18.5048 | 0 | 7.3164 | 16.9163
1995-05-10 23:00 | 81.8142 | 75.1548 | 0 | 81.8632 | 82.5659 | 4.105 | 96.0431 | 18.3499 | 0 | 7.6279 | 33.1835
1995-05-11 | 80.0785 | 97.9358 | 0 | 72.2862 | 82.5659 | 4.0832 | 95.5548 | 18.3065 | 0 | 16.4905 | 55.0562
1995-05-11 01:00 | 80.1119 | 118.9908 | 0 | 67.9912 | 82.5659 | 4.0831 | 108.9765 | 18.2258 | 0 | 14.8855 | 14.8637
1995-05-11 02:00 | 79.4893 | 136.0216 | 0.0037386 | 64.3282 | 82.5659 | 4.0829 | 98.6612 | 18.1952 | 0 | 9.7111 | 11.6485
1995-05-11 03:00 | 79.9039 | 147.8909 | 0.07951 | 56.8196 | 82.5659 | 4.0819 | 99.1198 | 18.1746 | 0 | 12.1435 | 8.5409
1995-05-11 04:00 | 79.4844 | 157.8779 | 3.6548 | 53.774 | 82.5659 | 4.0799 | 87.4164 | 18.1964 | 0 | 3.8995 | 1.4512
1995-05-11 05:00 | 78.6622 | 160.7102 | 41.8244 | 48.9012 | 82.5659 | 4.0994 | 90.357 | 18.256 | 0 | 3.8995 | 2.6384
1995-05-11 06:00 | 75.9717 | 160.2425 | 129.6748 | 41.8084 | 82.5659 | 4.0682 | 79.1586 | 18.392 | 0 | 2.1094 | 0
1995-05-11 07:00 | 73.4412 | 154.4868 | 252.5437 | 30.2976 | 79.6576 | 4.0142 | 76.6672 | 18.4966 | 0 | 2.1094 | 0
1995-05-11 08:00 | 73.0241 | 144.221 | 353.9179 | 40.7512 | 38.9221 | 3.9693 | 70.0343 | 18.5889 | 0 | 2.1094 | 0
1995-05-11 09:00 | 64.1847 | 139.94 | 427.8882 | 31.8651 | 32.0579 | 3.1606 | 68.0559 | 18.5378 | 0 | 2.0698 | 0
1995-05-11 10:00 | 70.0819 | 132.5238 | 463.7319 | 26.9781 | 32.0579 | 3.8475 | 62.2068 | 18.4628 | 0 | 1.8729 | 0
1995-05-11 11:00 | 75.4901 | 121.9025 | 481.8389 | 24.1639 | 32.0579 | 3.9359 | 59.9206 | 18.4675 | 0 | 1.8052 | 0
1995-05-11 12:00 | 87.9113 | 120.5789 | 466.8076 | 28.1242 | 32.0579 | 3.9082 | 60.2304 | 18.3259 | 0 | 1.8363 | 0.049437
1995-05-11 13:00 | 95.3209 | 118.6413 | 430.2524 | 33.6681 | 34.0795 | 3.7332 | 60.5106 | 18.0164 | 0 | 1.905 | 0.013309
1995-05-11 14:00 | 100.6793 | 126.2072 | 369.4908 | 37.1308 | 40.2454 | 3.674 | 63.0858 | 17.5187 | 0 | 1.9785 | 0.087182
1995-05-11 15:00 | 107.8649 | 123.8879 | 290.7753 | 29.4538 | 49.7368 | 3.9375 | 68.7998 | 17.6721 | 0 | 4.2497 | 0.93586
1995-05-11 16:00 | 116.3795 | 127.6328 | 206.1209 | 51.1669 | 48.3798 | 3.9422 | 81.6778 | 17.9485 | 0 | 6.4675 | 3.4547
1995-05-11 17:00 | 135.2041 | 131.6611 | 105.4018 | 49.8265 | 56.2678 | 3.9681 | 84.4742 | 18.5898 | 0 | 4.6031 | 12.9706
1995-05-11 18:00 | 153.3559 | 132.73 | 30.0792 | 38.672 | 81.9485 | 3.8178 | 90.2177 | 18.6192 | 0 | 8.8969 | 23.0661
1995-05-11 19:00 | 168.7078 | 132.775 | 0.21514 | 52.6108 | 60.1632 | 3.8538 | 90.375 | 18.687 | 0 | 7.8468 | 36.618
1995-05-11 20:00 | 179.0593 | 132.4233 | 0 | 46.8108 | 69.2376 | 3.8628 | 90.0548 | 18.7104 | 0 | 8.4086 | 29.009
1995-05-11 21:00 | 183.9968 | 130.2311 | 0 | 36.3086 | 78.0827 | 3.8693 | 87.8712 | 18.6899 | 0 | 5.5734 | 32.6466
1995-05-11 22:00 | 186.2008 | 124.7721 | 0 | 48.9795 | 64.6075 | 3.8813 | 85.8811 | 18.5321 | 0 | 5.0308 | 24.0812
1995-05-11 23:00 | 187.3729 | 124.717 | 0 | 40.4544 | 78.2717 | 3.8805 | 84.3413 | 18.3039 | 0 | 5.3296 | 3.951
1995-05-12 | 188.8404 | 124.4324 | 0 | 55.6012 | 65.9755 | 2.5527 | 18.0571 | 18.1939 | 0 | 1.0621 | 8.1335
1995-05-12 01:00 | 191.2787 | 127.8386 | 0 | 39.2239 | 77.853 | 2.5527 | 17.5754 | 18.0619 | 0 | 1.0621 | 11.081
1995-05-12 02:00 | 195.5902 | 131.6622 | 0.0064763 | 41.4545 | 77.6452 | 2.5526 | 17.4465 | 17.9958 | 0 | 1.0621 | 2.3844
1995-05-12 03:00 | 202.7221 | 134.8401 | 0.11931 | 53.5467 | 53.3957 | 2.5309 | 17.7107 | 18.0608 | 0 | 1.0621 | 6.7669
1995-05-12 04:00 | 210.8831 | 137.1246 | 3.6354 | 54.2898 | 36.7862 | 2.5291 | 18.0841 | 18.0823 | 0 | 1.0621 | 0.061778
1995-05-12 05:00 | 217.7729 | 140.1038 | 33.8811 | 43.01 | 37.1708 | 1.7392 | 16.8024 | 18.0791 | 0 | 0.083825 | 0
1995-05-12 06:00 | 210.6261 | 140.9909 | 100.0175 | 41.9825 | 31.4004 | 1.7391 | 16.7857 | 17.9667 | 0 | 0.083825 | 3.6165
1995-05-12 07:00 | 203.6115 | 138.8052 | 180.505 | 41.287 | 31.4004 | 1.7394 | 14.3108 | 16.9188 | 0 | 0.079362 | 0.43186
1995-05-12 08:00 | 187.0505 | 145.0222 | 256.4655 | 40.8069 | 31.4004 | 1.7398 | 15.9718 | 17.3563 | 0 | 0.0784 | 0.27561
1995-05-12 09:00 | 174.3353 | 130.2655 | 300.0094 | 32.1694 | 30.7568 | 1.7413 | 15.5708 | 18.1452 | 0 | 0.0784 | 0
1995-05-12 10:00 | 178.2207 | 127.4366 | 340.2072 | 48.3317 | 30.5127 | 1.7447 | 14.5602 | 15.4929 | 0 | 0.0784 | 0.58255
1995-05-12 11:00 | 180.8063 | 141.664 | 353.9971 | 29.8747 | 30.5363 | 1.7449 | 14.6679 | 16.6164 | 0 | 0.0784 | 0
1995-05-12 12:00 | 187.5528 | 140.0085 | 348.7957 | 32.7844 | 30.5372 | 1.7451 | 12.3413 | 16.5238 | 0 | 0.0784 | 0
1995-05-12 13:00 | 169.9669 | 146.149 | 328.0179 | 32.8571 | 30.0465 | 1.7429 | 11.9871 | 16.5219 | 0 | 0.0784 | 3.6573
1995-05-12 14:00 | 177.7211 | 164.0536 | 292.3973 | 41.7926 | 30.8208 | 1.7429 | 12.0972 | 16.3794 | 0 | 0.0784 | 0.39778
1995-05-12 15:00 | 218.0768 | 167.8626 | 222.3443 | 43.4616 | 31.4004 | 1.6641 | 11.8367 | 15.2616 | 0 | 0.0784 | 0.80897
1995-05-12 16:00 | 249.0835 | 189.7544 | 152.1264 | 45.7108 | 31.4004 | 1.6636 | 10.7877 | 16.6165 | 0 | 0.079362 | 5.104
1995-05-12 17:00 | 286.9341 | 204.7418 | 82.2256 | 42.3152 | 21.5004 | 1.663 | 8.7198 | 16.7041 | 0 | 0.082864 | 4.011
1995-05-12 18:00 | 302.4553 | 214.3326 | 25.6945 | 40.9922 | 21.435 | 1.6726 | 11.4794 | 18.4145 | 0 | 0.082864 | 10.707
1995-05-12 19:00 | 304.1372 | 220.2315 | 0.3762 | 49.337 | 24.0252 | 1.6717 | 11.6916 | 18.1141 | 0 | 0.082864 | 15.6056
1995-05-12 20:00 | 305.1535 | 223.8071 | 0 | 47.2608 | 30.9441 | 1.6713 | 11.8868 | 18.484 | 0 | 0.082864 | 12.5387
1995-05-12 21:00 | 299.605 | 225.1073 | 0 | 52.5857 | 20.515 | 1.6707 | 11.9184 | 18.4878 | 0 | 0.082864 | 10.6767
1995-05-12 22:00 | 285.3396 | 217.5991 | 0 | 46.1996 | 42.316 | 1.6706 | 11.7483 | 18.3597 | 0 | 0.082864 | 13.1181
1995-05-12 23:00 | 281.9963 | 222.5667 | 0 | 53.0528 | 18.1183 | 1.6702 | 11.8875 | 18.2057 | 0 | 0.073264 | 13.6067
1995-05-13 | 274.3484 | 223.9034 | 0 | 52.1765 | 5.594 | 1.6698 | 5.9754 | 18.0914 | 0 | 0 | 29.5718
1995-05-13 01:00 | 269.1021 | 222.1029 | 0 | 59.0058 | 5.594 | 1.6691 | 5.9321 | 17.8365 | 0 | 0 | 14.5759
1995-05-13 02:00 | 274.0415 | 228.1302 | 0.00596 | 40.8268 | 5.594 | 1.6153 | 5.9089 | 17.9837 | 0 | 0 | 21.9502
1995-05-13 03:00 | 257.8996 | 231.956 | 0.08155 | 44.797 | 5.594 | 1.6144 | 5.9078 | 17.9116 | 0 | 0 | 19.5608
1995-05-13 04:00 | 272.3743 | 234.1561 | 2.4954 | 39.6449 | 5.594 | 1.6106 | 5.9213 | 17.806 | 0 | 0 | 19.6799
1995-05-13 05:00 | 267.7055 | 237.757 | 22.5446 | 43.4589 | 5.594 | 1.609 | 5.945 | 17.2497 | 0 | 0 | 12.6271
1995-05-13 06:00 | 248.6622 | 231.1749 | 73.7485 | 40.4203 | 5.594 | 1.6081 | 5.5966 | 16.8032 | 0 | 0 | 4.871
1995-05-13 07:00 | 228.9786 | 227.4545 | 158.9146 | 31.4889 | 5.594 | 1.6471 | 5.8404 | 16.9805 | 0 | 0 | 10.8574
1995-05-13 08:00 | 225.5948 | 218.6136 | 241.264 | 24.4651 | 4.1197 | 1.6477 | 4.851 | 15.3519 | 0 | 0 | 0
1995-05-13 09:00 | 215.4171 | 202.4167 | 294.3817 | 26.7496 | 5.1059 | 1.6483 | 3.4351 | 15.5727 | 0 | 0 | 1.0111
1995-05-13 10:00 | 216.1984 | 200.0796 | 319.0671 | 21.0373 | 4.3603 | 1.6314 | 5.4306 | 15.4222 | 0 | 0 | 0.91518
1995-05-13 11:00 | 235.7263 | 202.4904 | 296.8235 | 20.8751 | 5.594 | 1.6319 | 5.4888 | 15.154 | 0 | 0 | 6.7936
1995-05-13 12:00 | 196.9258 | 184.7888 | 353.2801 | 28.1218 | 4.4878 | 1.6322 | 3.4251 | 14.5185 | 0 | 0 | 17.3482
1995-05-13 13:00 | 206.9549 | 214.831 | 303.6887 | 20.7267 | 5.4059 | 1.6324 | 3.4059 | 15.2124 | 0 | 0 | 1.6596
1995-05-13 14:00 | 226.7876 | 206.8248 | 299.9796 | 25.3797 | 5.594 | 1.6335 | 5.4767 | 15.1871 | 0 | 0 | 1.6713
1995-05-13 15:00 | 247.9888 | 212.1418 | 226.0162 | 21.5665 | 4.0926 | 1.6468 | 5.6058 | 15.8704 | 0 | 0 | 1.2382
1995-05-13 16:00 | 268.6605 | 218.7223 | 181.0196 | 27.7687 | 3.9494 | 1.698 | 5.6387 | 17.4599 | 0 | 0 | 5.7266
1995-05-13 17:00 | 250.1271 | 223.6079 | 106.2669 | 34.8981 | 4.2767 | 1.6991 | 5.7476 | 17.4503 | 0 | 0 | 0.73014
1995-05-13 18:00 | 286.2701 | 227.2471 | 31.5518 | 31.9971 | 18.9788 | 1.6982 | 6.4531 | 17.7768 | 0 | 0 | 3.6871
1995-05-13 19:00 | 273.9666 | 233.9132 | 0.48848 | 31.0369 | 34.8674 | 1.6972 | 6.5188 | 17.8648 | 0 | 0.5 | 1.9542
1995-05-13 20:00 | 270.3148 | 231.2744 | 0 | 33.2228 | 45.4129 | 1.695 | 6.5446 | 17.992 | 0 | 0.5 | 2.5157
1995-05-13 21:00 | 255.3278 | 226.5236 | 0 | 24.7105 | 49.41 | 1.734 | 6.8017 | 17.8772 | 0 | 0.5704 | 1.4023
1995-05-13 22:00 | 237.4069 | 208.0401 | 0 | 31.6347 | 49.41 | 1.7342 | 7.6974 | 17.7702 | 0 | 0.5704 | 6.3985
1995-05-13 23:00 | 222.6168 | 206.2804 | 0 | 39.5579 | 50.3237 | 2.0884 | 12.1351 | 17.7086 | 0 | 0.5784 | 5.1665
1995-05-14 | 263.813 | 204.9929 | 0 | 44.9147 | 68.532 | 2.1634 | 23.9779 | 18.1989 | 0 | 1.8265 | 26.0166
1995-05-14 01:00 | 255.6705 | 204.1591 | 0.00014862 | 42.6964 | 73.2626 | 2.1053 | 21.8961 | 18.172 | 0 | 1.8265 | 21.8882
1995-05-14 02:00 | 251.2543 | 199.7833 | 0.0047062 | 44.9543 | 67.5957 | 2.1042 | 24.6945 | 18.1301 | 0 | 1.8265 | 24.7647
1995-05-14 03:00 | 249.873 | 194.1845 | 0.061018 | 44.9806 | 68.6874 | 2.103 | 25.4066 | 18.1282 | 0 | 1.8265 | 29.7265
1995-05-14 04:00 | 242.8555 | 192.0835 | 2.7213 | 32.6619 | 63.3577 | 2.1267 | 26.4373 | 18.1351 | 0 | 1.8265 | 39.0831
1995-05-14 05:00 | 232.1192 | 192.6825 | 32.2631 | 47.6579 | 65.4413 | 2.0825 | 21.2062 | 18.2146 | 0 | 1.8265 | 43.1666
1995-05-14 06:00 | 233.0183 | 180.6792 | 110.1269 | 38.489 | 63.0277 | 2.0816 | 25.6588 | 18.3875 | 0 | 1.8265 | 30.0507
1995-05-14 07:00 | 233.3584 | 163.8825 | 238.9261 | 34.6582 | 67.6778 | 1.7721 | 25.4096 | 18.5247 | 0 | 0.65767 | 4.1656
1995-05-14 08:00 | 223.9316 | 149.6593 | 357.8782 | 24.0703 | 66.6099 | 1.7649 | 23.9608 | 18.4702 | 0 | 0.15767 | 3.8363
1995-05-14 09:00 | 215.7255 | 143.8273 | 430.0208 | 41.198 | 65.145 | 1.7665 | 19.4363 | 18.5035 | 0 | 0.15767 | 0.43939
1995-05-14 10:00 | 210.7594 | 144.2322 | 474.1245 | 21.6177 | 63.1259 | 1.7678 | 15.6385 | 18.4264 | 0 | 0.15767 | 0.18782
1995-05-14 11:00 | 212.3574 | 146.6696 | 500.0097 | 34.1613 | 73.0259 | 1.7691 | 13.9812 | 18.3764 | 0 | 0.15767 | 0.77327
1995-05-14 12:00 | 221.1676 | 144.1597 | 499.6504 | 24.3488 | 73.0259 | 1.7707 | 15.9164 | 18.3331 | 0 | 0.15767 | 0.07
1995-05-14 13:00 | 218.7001 | 146.201 | 478.8544 | 33.1948 | 65.4573 | 1.7712 | 13.9657 | 18.3074 | 0 | 0.15767 | 0.00059329
1995-05-14 14:00 | 219.342 | 148.6888 | 433.0832 | 26.8637 | 69.4589 | 1.7718 | 15.9995 | 18.3459 | 0 | 0.15767 | 0.0006901
1995-05-14 15:00 | 240.5922 | 147.1104 | 347.4886 | 27.8055 | 63.1259 | 1.7717 | 14.7317 | 18.3917 | 0 | 0.16596 | 0
1995-05-14 16:00 | 236.1037 | 150.8436 | 254.2915 | 28.8582 | 63.1259 | 1.773 | 23.6107 | 18.4033 | 0 | 0.16596 | 0
1995-05-14 17:00 | 235.3225 | 145.196 | 134.4884 | 30.9686 | 63.1259 | 2.038 | 32.875 | 18.4208 | 0 | 0.75435 | 1.0358
1995-05-14 18:00 | 219.6157 | 143.1419 | 35.9072 | 64.1739 | 60.0098 | 2.0374 | 62.2919 | 18.4572 | 0 | 1.8987 | 26.7044
1995-05-14 19:00 | 206.3474 | 141.1947 | 0.48479 | 73.8069 | 60.4042 | 2.1716 | 53.2513 | 18.5251 | 0 | 1.8987 | 68.6419
1995-05-14 20:00 | 198.3177 | 139.9061 | 0 | 73.0704 | 70.0575 | 2.1602 | 54.9487 | 18.5188 | 0 | 1.8987 | 68.6089
1995-05-14 21:00 | 195.4699 | 143.47 | 0 | 68.7109 | 61.1897 | 2.1595 | 65.4707 | 18.5518 | 0 | 1.8987 | 52.8469
1995-05-14 22:00 | 201.7898 | 170.3047 | 0 | 52.246 | 63.9048 | 2.0366 | 54.5313 | 18.4412 | 0 | 1.8987 | 35.4463
1995-05-14 23:00 | 199.368 | 173.311 | 0 | 60.7261 | 61.2075 | 2.0067 | 47.935 | 18.3071 | 0 | 1.8987 | 3.1547
1995-05-15 | 200.8631 | 171.5679 | 0 | 54.9793 | 67.7767 | 2.0079 | 50.0847 | 18.1513 | 0 | 2.0949 | 8.7927
1995-05-15 01:00 | 205.2007 | 163.4931 | 7.8085e-05 | 42.4113 | 68.6556 | 2.0302 | 56.3322 | 18.0948 | 0 | 2.0949 | 7.5884
1995-05-15 02:00 | 206.2803 | 147.4064 | 0.0045288 | 45.276 | 66.1925 | 2.1424 | 61.3219 | 18.084 | 0 | 2.0949 | 4.6713
1995-05-15 03:00 | 208.3434 | 131.1952 | 0.037265 | 40.4424 | 66.6739 | 2.157 | 61.7386 | 18.0903 | 0 | 2.0949 | 10.0853
1995-05-15 04:00 | 202.8578 | 120.1396 | 4.1647 | 38.7356 | 65.7595 | 2.1547 | 62.838 | 18.1199 | 0 | 2.0949 | 22.0043
1995-05-15 05:00 | 195.9721 | 114.3259 | 45.441 | 53.1226 | 64.0961 | 2.1968 | 66.222 | 18.2574 | 0 | 2.0949 | 13.0515
1995-05-15 06:00 | 181.104 | 110.0716 | 152.3269 | 38.2428 | 70.4149 | 2.1742 | 47.6206 | 18.2583 | 0 | 2.0949 | 0.67377
1995-05-15 07:00 | 168.4206 | 104.883 | 295.2929 | 28.9013 | 72.0259 | 2.1736 | 25.0361 | 18.3155 | 0 | 0.99493 | 0.54789
1995-05-15 08:00 | 160.0021 | 104.7291 | 413.9349 | 23.5966 | 70.5156 | 2.1749 | 24.958 | 18.3285 | 0 | 0.49466 | 0.087754
1995-05-15 09:00 | 156.3505 | 105.4442 | 483.2896 | 25.5699 | 72.0259 | 2.3606 | 24.5307 | 18.3537 | 0 | 0.49466 | 0.29104
1995-05-15 10:00 | 128.2596 | 108.3514 | 516.766 | 20.457 | 72.0259 | 2.3623 | 23.5538 | 18.3345 | 0 | 0.49466 | 0.21866
1995-05-15 11:00 | 136.5025 | 104.4821 | 514.3703 | 29.8135 | 70.9333 | 2.3861 | 23.8754 | 18.2552 | 0 | 0.49466 | 0.14866
1995-05-15 12:00 | 143.0206 | 104.6537 | 501.1923 | 30.1865 | 72.0259 | 2.3983 | 23.7904 | 18.1802 | 0 | 0.49466 | 0
1995-05-15 13:00 | 144.0653 | 107.9732 | 473.041 | 38.5312 | 72.0259 | 2.0054 | 23.3821 | 18.0928 | 0 | 0.49466 | 0
1995-05-15 14:00 | 143.4396 | 112.056 | 416.8952 | 22.2191 | 72.0259 | 2.028 | 23.913 | 18.0965 | 0 | 0.49466 | 0
1995-05-15 15:00 | 146.7032 | 111.853 | 327.6451 | 30.5273 | 72.0259 | 2.0279 | 24.681 | 18.131 | 0 | 0.49493 | 0
1995-05-15 16:00 | 140.9739 | 110.3999 | 224.3234 | 40.5534 | 72.0259 | 2.0379 | 56.9434 | 18.1739 | 0 | 0.49493 | 0.023506
1995-05-15 17:00 | 138.9769 | 111.6976 | 113.6642 | 46.5729 | 72.6834 | 2.0133 | 88.6686 | 18.2239 | 0 | 0.53702 | 20.7415
1995-05-15 18:00 | 126.7181 | 114.2705 | 33.7776 | 63.8635 | 73.1294 | 2.0126 | 93.0085 | 18.2816 | 0 | 2.137 | 71.3479
1995-05-15 19:00 | 120.7826 | 116.5465 | 0.78196 | 70.0739 | 73.1294 | 2.1777 | 92.6289 | 18.3758 | 0 | 2.137 | 90.6518
1995-05-15 20:00 | 119.002 | 118.1844 | 0 | 73.1405 | 73.1294 | 2.3367 | 93.3184 | 18.3814 | 0 | 2.137 | 71.2629
1995-05-15 21:00 | 118.7101 | 120.2501 | 0 | 64.5367 | 73.1294 | 2.3171 | 93.3287 | 18.3445 | 0 | 2.137 | 67.3539
1995-05-15 22:00 | 132.8528 | 138.358 | 0 | 61.0494 | 73.1294 | 2.3189 | 93.0754 | 18.2758 | 0 | 2.137 | 43.8323
1995-05-15 23:00 | 133.3545 | 146.5879 | 0 | 63.3828 | 73.1294 | 2.0051 | 92.3695 | 18.2303 | 0 | 2.1361 | 10.5025
1995-05-16 | 135.5461 | 152.4236 | 0 | 84.8087 | 72.5032 | 1.6082 | 27.1889 | 18.1497 | 0 | 0.24269 | 13.352
1995-05-16 01:00 | 137.9079 | 155.5477 | 0 | 75.9218 | 72.1663 | 1.6079 | 25.3261 | 18.086 | 0 | 0.21715 | 5.1374
1995-05-16 02:00 | 139.7957 | 154.9825 | 0.0051004 | 93.0063 | 72.708 | 1.6071 | 21.7975 | 18.0773 | 0 | 0.20749 | 1.9987
1995-05-16 03:00 | 140.6422 | 153.1502 | 0.12721 | 64.9939 | 76.4098 | 1.604 | 20.5826 | 18.0448 | 0 | 0.20749 | 3.3387
1995-05-16 04:00 | 140.0676 | 149.6931 | 4.7804 | 76.8308 | 78.0826 | 1.6009 | 19.7343 | 18.0389 | 0 | 0.20749 | 1.3799
1995-05-16 05:00 | 135.4571 | 146.0275 | 47.5563 | 61.7426 | 79.8205 | 1.5985 | 16.9386 | 18.141 | 0 | 0.057983 | 0.055757
1995-05-16 06:00 | 129.6511 | 140.474 | 135.7217 | 43.6265 | 79.522 | 1.5961 | 14.9317 | 18.1804 | 0 | 0.016806 | 0
1995-05-16 07:00 | 126.7292 | 133.0402 | 249.3911 | 39.2778 | 79.8214 | 1.5969 | 13.4587 | 18.2097 | 0 | 0.016806 | 0
1995-05-16 08:00 | 116.0243 | 125.3238 | 350.2546 | 32.089 | 79.8214 | 1.5987 | 13.3959 | 18.1589 | 0 | 0.016806 | 0
1995-05-16 09:00 | 116.0246 | 120.9917 | 390.4766 | 23.7045 | 79.6219 | 1.6002 | 13.3803 | 18.2077 | 0 | 0.016806 | 0
1995-05-16 10:00 | 119.1959 | 117.7556 | 413.1667 | 29.3808 | 63.4878 | 1.6022 | 13.2798 | 18.093 | 0 | 0.016806 | 0
1995-05-16 11:00 | 119.2449 | 119.7373 | 414.2032 | 45.3434 | 57.7704 | 1.6039 | 13.3116 | 17.5095 | 0 | 0.016806 | 0
1995-05-16 12:00 | 122.2666 | 121.3909 | 399.1319 | 22.8732 | 77.8932 | 1.6048 | 13.0164 | 17.5178 | 0 | 0.016806 | 0
1995-05-16 13:00 | 139.1591 | 118.8574 | 353.6645 | 40.2304 | 63.0548 | 1.6466 | 12.9931 | 16.649 | 0 | 0.016806 | 0
1995-05-16 14:00 | 140.8101 | 131.9875 | 319.4433 | 28.2424 | 69.8757 | 1.6472 | 13.2759 | 17.7601 | 0 | 0.016806 | 1.0988
1995-05-16 15:00 | 139.3976 | 141.542 | 265.3364 | 29.9339 | 79.8214 | 1.6472 | 11.3651 | 17.1524 | 0 | 0.016806 | 0.78036
1995-05-16 16:00 | 157.5974 | 135.6652 | 168.6552 | 50.0785 | 60.9064 | 1.6468 | 14.5937 | 16.8037 | 0 | 0.016806 | 11.3953
1995-05-16 17:00 | 158.4385 | 144.5225 | 94.4421 | 41.4147 | 79.8214 | 1.6459 | 17.4235 | 18.1788 | 0 | 0.016806 | 22.9768
1995-05-16 18:00 | 169.6713 | 146.466 | 29.036 | 52.1595 | 79.8214 | 1.6447 | 17.9945 | 18.3763 | 0 | 0.016806 | 39.2831
1995-05-16 19:00 | 182.5052 | 147.7018 | 0.8915 | 57.6667 | 79.8214 | 1.6391 | 18.0159 | 18.4043 | 0 | 0.016806 | 39.0148
1995-05-16 20:00 | 197.0895 | 143.9946 | 0 | 66.7282 | 79.8214 | 1.6388 | 17.7205 | 18.4014 | 0 | 0.016806 | 34.8139
1995-05-16 21:00 | 206.1796 | 138.9963 | 0 | 68.8166 | 79.8214 | 1.6383 | 17.4462 | 18.4011 | 0 | 0.016806 | 28.8182
1995-05-16 22:00 | 208.1031 | 138.9068 | 0 | 70.0206 | 79.519 | 1.639 | 17.2793 | 18.3488 | 0 | 0.016806 | 19.9998
1995-05-16 23:00 | 213.4475 | 138.9762 | 0 | 41.1763 | 79.8214 | 1.639 | 16.8301 | 18.2624 | 0 | 0.016806 | 22.1774
1995-05-17 | 216.888 | 140.9118 | 0 | 69.5882 | 79.6012 | 1.7006 | 16.9535 | 18.1173 | 0 | 0.13482 | 25.8282
1995-05-17 01:00 | 218.6314 | 143.2984 | 0 | 64.3158 | 79.8214 | 1.7408 | 16.6688 | 18.069 | 0 | 0.13482 | 8.2075
1995-05-17 02:00 | 223.1392 | 149.1811 | 0.0076512 | 60.177 | 79.8214 | 1.7641 | 16.584 | 18.0915 | 0 | 0.13482 | 4.2461
1995-05-17 03:00 | 228.778 | 149.6526 | 0.13651 | 63.7778 | 79.8214 | 1.7481 | 17.665 | 18.067 | 0 | 0.13482 | 4.7494
1995-05-17 04:00 | 232.5274 | 152.5596 | 4.3143 | 48.6808 | 73.4333 | 1.7445 | 18.6485 | 18.1535 | 0 | 0.13482 | 16.4562
1995-05-17 05:00 | 229.0768 | 165.277 | 32.3919 | 44.3523 | 60.7063 | 1.7417 | 18.2669 | 18.2633 | 0 | 0.13482 | 13.4348
1995-05-17 06:00 | 227.5737 | 180.4969 | 90.839 | 46.7001 | 42.1557 | 1.7758 | 13.973 | 18.3777 | 0 | 0.095206 | 6.1355
1995-05-17 07:00 | 221.9246 | 198.0778 | 171.6181 | 39.7541 | 41.9201 | 1.8114 | 14.6676 | 18.4891 | 0 | 0.10862 | 0.88157
1995-05-17 08:00 | 210.8688 | 201.8589 | 258.8511 | 37.4563 | 30.4114 | 1.8127 | 13.7787 | 18.5195 | 0 | 0.016806 | 0
1995-05-17 09:00 | 207.7983 | 201.2271 | 317.9743 | 20.0954 | 26.3614 | 1.8138 | 13.1587 | 17.6296 | 0 | 0.016806 | 2.7276
1995-05-17 10:00 | 174.4654 | 199.0074 | 399.5315 | 23.9267 | 24.3968 | 1.7591 | 12.7127 | 18.4321 | 0 | 0.016806 | 4.154
1995-05-17 11:00 | 180.641 | 210.825 | 403.9375 | 34.0283 | 20.8093 | 1.75 | 12.4189 | 18.4673 | 0 | 0.016806 | 0
1995-05-17 12:00 | 206.2024 | 213.8445 | 411.3006 | 23.8734 | 20.0654 | 1.7515 | 9.8173 | 17.2421 | 0 | 0.016806 | 0
1995-05-17 13:00 | 211.1834 | 221.0547 | 363.6878 | 18.7077 | 20.0654 | 1.7527 | 11.9522 | 17.8358 | 0 | 0.016806 | 0.035502
1995-05-17 14:00 | 212.5827 | 204.4851 | 367.1918 | 28.1549 | 20.0654 | 1.7539 | 9.5743 | 16.2424 | 0 | 0.016806 | 0.14793
1995-05-17 15:00 | 236.6264 | 210.301 | 307.5942 | 28.4864 | 20.0654 | 1.7699 | 13.1034 | 18.1866 | 0 | 0.016806 | 0
1995-05-17 16:00 | 239.8973 | 205.6164 | 216.8555 | 29.5332 | 20.0654 | 1.7717 | 12.2967 | 18.4974 | 0 | 0.016806 | 10.9466
1995-05-17 17:00 | 255.9592 | 207.1549 | 111.8632 | 28.9223 | 26.7758 | 1.7712 | 15.3147 | 18.4676 | 0 | 0.016806 | 14.8537
1995-05-17 18:00 | 255.4995 | 209.3825 | 33.1832 | 34.3284 | 56.8753 | 1.7703 | 16.1812 | 18.5318 | 0 | 0.1484 | 23.5526
1995-05-17 19:00 | 256.1519 | 213.1372 | 0.62643 | 31.7035 | 62.3736 | 1.7696 | 16.7417 | 18.5576 | 0 | 0.17691 | 27.6169
1995-05-17 20:00 | 257.9304 | 224.1467 | 0.00038048 | 34.7446 | 61.2896 | 1.7698 | 18.1009 | 18.618 | 0 | 0.17691 | 23.5556
1995-05-17 21:00 | 257.4257 | 229.6856 | 0 | 37.4013 | 60.3144 | 1.7679 | 18.0814 | 18.5726 | 0 | 0.13482 | 13.2917
1995-05-17 22:00 | 262.072 | 229.2861 | 0 | 37.066 | 60.3144 | 1.7689 | 17.7479 | 18.4454 | 0 | 0.13482 | 14.3544
1995-05-17 23:00 | 258.4861 | 223.638 | 0 | 32.8942 | 60.3144 | 1.7694 | 17.1521 | 18.0631 | 0 | 0.13482 | 12.6831
1995-05-18 | 252.3501 | 219.9399 | 0 | 38.4791 | 61.6591 | 2.1983 | 20.9749 | 18.2651 | 0 | 0.79893 | 23.242
1995-05-18 01:00 | 248.3677 | 218.983 | 0 | 42.4296 | 62.0612 | 2.1984 | 21.7459 | 18.1807 | 0 | 0.79893 | 21.6379
1995-05-18 02:00 | 246.7692 | 219.5095 | 0.0063186 | 30.848 | 60.2759 | 2.2202 | 21.5966 | 18.1331 | 0 | 0.79893 | 22.3609
1995-05-18 03:00 | 242.0028 | 216.0893 | 0.13243 | 34.7021 | 59.2488 | 2.2173 | 22.9598 | 18.1642 | 0 | 0.79893 | 20.9287
1995-05-18 04:00 | 238.521 | 202.743 | 4.1206 | 35.6914 | 59.2164 | 2.1923 | 22.4552 | 18.1487 | 0 | 0.79893 | 12.1684
1995-05-18 05:00 | 230.6797 | 197.8587 | 33.899 | 29.713 | 59.2164 | 2.1902 | 25.4787 | 17.1173 | 0 | 0.79893 | 6.1358
1995-05-18 06:00 | 222.666 | 192.5534 | 96.9883 | 26.117 | 61.3277 | 1.9242 | 26.2902 | 17.1498 | 0 | 0.70151 | 1.77
1995-05-18 07:00 | 220.1095 | 186.4128 | 182.3742 | 36.3688 | 58.6098 | 2.1911 | 25.9644 | 18.5134 | 0 | 0.70134 | 2.2506
1995-05-18 08:00 | 215.7575 | 182.0658 | 265.5976 | 30.4796 | 58.1184 | 2.2154 | 24.3816 | 18.5622 | 0 | 0.20151 | 1.4699
1995-05-18 09:00 | 209.9177 | 175.1539 | 328.7711 | 27.686 | 59.593 | 2.0545 | 23.9927 | 18.4808 | 0 | 0.1964 | 1.9047
1995-05-18 10:00 | 197.7601 | 152.2519 | 365.0382 | 24.5279 | 58.1184 | 2.0568 | 23.5774 | 17.3114 | 0 | 0.1964 | 0
1995-05-18 11:00 | 188.776 | 141.4886 | 396.0498 | 23.122 | 58.5268 | 2.0701 | 23.2873 | 17.2934 | 0 | 0.1964 | 0
1995-05-18 12:00 | 185.9084 | 139.0991 | 400.4717 | 28.4079 | 58.1184 | 2.0603 | 22.9907 | 18.3271 | 0 | 0.1964 | 0
1995-05-18 13:00 | 200.2747 | 134.9603 | 373.5088 | 20.9373 | 57.4765 | 2.0615 | 22.8393 | 17.1802 | 0 | 0.1964 | 0
1995-05-18 14:00 | 188.8133 | 134.2005 | 341.1842 | 23.6869 | 56.1762 | 2.2509 | 23.6806 | 18.3676 | 0 | 0.1964 | 0.11996
1995-05-18 15:00 | 187.6612 | 132.1289 | 291.338 | 30.5571 | 54.3756 | 2.2514 | 25.6897 | 17.2454 | 0 | 0.20151 | 0
1995-05-18 16:00 | 198.9162 | 126.2468 | 208.8537 | 30.3982 | 67.835 | 2.2294 | 45.3544 | 18.3712 | 0 | 0.49466 | 1.0256
1995-05-18 17:00 | 210.5399 | 112.9744 | 114.2759 | 31.4547 | 68.0184 | 2.2291 | 54.6914 | 17.234 | 0 | 0.49493 | 4.1953
1995-05-18 18:00 | 190.6079 | 107.322 | 35.8518 | 36.8248 | 68.0184 | 2.404 | 67.1976 | 18.4201 | 0 | 0.99493 | 51.9847
1995-05-18 19:00 | 184.7709 | 92.2283 | 0.8004 | 41.5893 | 70.4009 | 2.4257 | 69.2267 | 17.3217 | 0 | 0.99493 | 56.7593
1995-05-18 20:00 | 178.7306 | 82.5158 | 0.00064331 | 43.192 | 71.5854 | 2.424 | 69.4093 | 17.3292 | 0 | 0.99493 | 78.3941
1995-05-18 21:00 | 166.7374 | 85.7038 | 0 | 61.2703 | 70.4153 | 2.4631 | 68.8527 | 18.4393 | 0 | 0.99493 | 65.2278
1995-05-18 22:00 | 167.0085 | 92.5733 | 0 | 62.1908 | 70.9535 | 2.4761 | 68.4959 | 17.1912 | 0 | 0.99493 | 66.3684
1995-05-18 23:00 | 157.7642 | 108.4499 | 0 | 62.4919 | 68.0184 | 2.4765 | 68.255 | 18.1558 | 0 | 0.99493 | 33.5704
1995-05-19 | 161.0672 | 118.2674 | 0 | 62.4465 | 71.5854 | 2.456 | 92.7457 | 16.9459 | 0 | 2.0949 | 39.413
1995-05-19 01:00 | 154.1729 | 127.9981 | 0 | 65.2001 | 71.1449 | 2.4561 | 87.8924 | 16.8955 | 0 | 2.0949 | 19.9678
1995-05-19 02:00 | 147.106 | 130.2192 | 0.004165 | 62.994 | 71.1449 | 2.4558 | 87.2394 | 18.0007 | 0 | 2.0947 | 21.1834
1995-05-19 03:00 | 144.4437 | 127.0189 | 0.13016 | 58.8026 | 71.1449 | 2.4536 | 84.1545 | 16.8547 | 0 | 2.0947 | 26.078
1995-05-19 04:00 | 142.048 | 129.2587 | 4.7462 | 50.8724 | 71.1449 | 2.4944 | 84.1257 | 17.9008 | 0 | 2.0949 | 5.8262
1995-05-19 05:00 | 138.2287 | 132.335 | 38.6344 | 36.3226 | 68.5713 | 2.4734 | 62.943 | 16.9691 | 0 | 2.0949 | 0.083101
1995-05-19 06:00 | 129.4626 | 130.6256 | 123.3818 | 30.3613 | 67.3072 | 2.4736 | 24.3498 | 17.1457 | 0 | 0.73882 | 0
1995-05-19 07:00 | 122.3974 | 124.5034 | 253.743 | 34.5196 | 71.1449 | 2.1258 | 15.227 | 18.2205 | 0 | 0.63041 | 0
1995-05-19 08:00 | 115.4193 | 118.5706 | 380.6688 | 33.7211 | 65.1517 | 2.1279 | 17.7767 | 18.4332 | 0 | 0.011692 | 0
1995-05-19 09:00 | 112.4038 | 115.2237 | 455.0537 | 34.3265 | 43.3714 | 2.1129 | 17.6975 | 18.2974 | 0 | 0.011692 | 0
1995-05-19 10:00 | 109.5642 | 120.9148 | 492.6367 | 24.9924 | 40.929 | 2.0699 | 17.1939 | 18.2617 | 0 | 0.011692 | 0
1995-05-19 11:00 | 112.0912 | 109.4053 | 508.8897 | 42.3222 | 28.234 | 2.076 | 18.4645 | 18.232 | 0 | 0.011692 | 0
1995-05-19 12:00 | 114.498 | 97.8102 | 504.8715 | 24.112 | 49.993 | 2.0885 | 18.4023 | 18.1719 | 0 | 0.011692 | 0
1995-05-19 13:00 | 116.0877 | 91.6946 | 480.7892 | 26.7788 | 46.8394 | 2.0894 | 17.0669 | 18.1272 | 0 | 0.011692 | 0
1995-05-19 14:00 | 127.1618 | 88.015 | 421.6383 | 40.0047 | 28.2537 | 2.0875 | 18.1806 | 18.1924 | 0 | 0.011692 | 0
1995-05-19 15:00 | 127.0038 | 84.0959 | 352.6075 | 33.8789 | 48.5485 | 2.3555 | 28.0145 | 18.201 | 0 | 0.20769 | 0
1995-05-19 16:00 | 130.4999 | 78.7392 | 253.7304 | 29.356 | 69.9296 | 2.3656 | 43.1193 | 18.2217 | 0 | 0.43482 | 0.29149
1995-05-19 17:00 | 136.5791 | 73.3199 | 139.7835 | 37.5649 | 76.7389 | 2.3708 | 64.5198 | 18.1129 | 0 | 0.49466 | 3.3667
1995-05-19 18:00 | 127.3705 | 69.6252 | 41.269 | 40.9409 | 76.7389 | 2.3706 | 82.8655 | 18.2543 | 0 | 2.0947 | 44.8676
1995-05-19 19:00 | 122.5248 | 66.4027 | 0.72163 | 58.641 | 76.7389 | 2.3463 | 84.1873 | 18.3371 | 0 | 2.0947 | 62.514
1995-05-19 20:00 | 120.3919 | 62.1765 | 0.00063877 | 59.3186 | 76.7389 | 2.6399 | 86.867 | 18.3537 | 0 | 2.0947 | 66.1869
1995-05-19 21:00 | 118.2141 | 56.8953 | 0 | 74.1975 | 76.7389 | 2.6348 | 85.6902 | 18.3302 | 0 | 2.9947 | 46.6241
1995-05-19 22:00 | 119.6324 | 58.8853 | 0 | 75.1259 | 76.7389 | 2.6355 | 84.2435 | 18.2304 | 0 | 2.8256 | 56.1017
1995-05-19 23:00 | 121.5819 | 62.6612 | 0 | 56.5755 | 76.7389 | 2.6809 | 84.4514 | 18.1018 | 0 | 2.9851 | 25.0481
1995-05-20 | 120.4776 | 69.1871 | 0 | 80.0183 | 77.8369 | 2.7021 | 50.807 | 18.0877 | 0 | 1.8567 | 47.185
1995-05-20 01:00 | 116.8955 | 78.1063 | 0 | 72.3696 | 77.8369 | 2.7029 | 50.4848 | 18.0458 | 0 | 1.8567 | 41.209
1995-05-20 02:00 | 116.7125 | 86.3826 | 0.010574 | 70.5437 | 77.8369 | 2.7029 | 50.1915 | 17.92 | 0 | 1.8567 | 29.0581
1995-05-20 03:00 | 113.8698 | 100.3482 | 0.14306 | 69.1945 | 77.8369 | 2.7972 | 50.4929 | 17.9602 | 0 | 1.8567 | 9.228
1995-05-20 04:00 | 112.6166 | 111.4408 | 5.3456 | 59.0946 | 77.8369 | 2.762 | 31.3404 | 17.8994 | 0 | 1.8567 | 4.7237
1995-05-20 05:00 | 109.3214 | 110.4702 | 44.3244 | 43.6798 | 77.8369 | 2.9143 | 26.5099 | 17.9715 | 0 | 1.5919 | 1.9074
1995-05-20 06:00 | 93.1949 | 109.9228 | 143.5769 | 37.985 | 77.8369 | 2.8154 | 25.2632 | 18.1306 | 0 | 1.0157 | 1.0169
1995-05-20 07:00 | 89.7801 | 112.9394 | 286.5443 | 37.1249 | 74.3422 | 2.674 | 25.2751 | 18.253 | 0 | 0.91169 | 0
1995-05-20 08:00 | 84.2017 | 114.0805 | 400.4766 | 36.6412 | 30.9691 | 2.4548 | 25.1749 | 18.0262 | 0 | 0.91169 | 0.044641
1995-05-20 09:00 | 78.7871 | 116.7027 | 470.6977 | 30.5278 | 30.6229 | 2.316 | 25.066 | 18.1957 | 0 | 0.91169 | 0
1995-05-20 10:00 | 65.2778 | 107.8444 | 500.872 | 33.0635 | 30.6229 | 2.3613 | 23.1663 | 17.3364 | 0 | 0.91169 | 0
1995-05-20 11:00 | 81.2759 | 114.3821 | 509.6407 | 30.1515 | 30.6229 | 2.363 | 23.1465 | 17.3377 | 0 | 0.91169 | 0
1995-05-20 12:00 | 82.9686 | 110.7705 | 495.979 | 30.495 | 30.6229 | 2.3834 | 24.1697 | 17.8405 | 0 | 0.91169 | 0.037106
1995-05-20 13:00 | 89.2405 | 104.2619 | 475.0485 | 38.5566 | 30.6229 | 2.3841 | 24.8852 | 18.0452 | 0 | 0.91169 | 0.38522
1995-05-20 14:00 | 93.8413 | 97.2937 | 444.22 | 37.2313 | 30.6229 | 2.385 | 21.9804 | 17.2781 | 0 | 0.91169 | 0.38522
1995-05-20 15:00 | 113.0428 | 104.0268 | 336.638 | 33.2603 | 30.6229 | 2.3856 | 25.5763 | 18.1722 | 0 | 0.91169 | 0.38522
1995-05-20 16:00 | 105.7158 | 104.6253 | 272.5028 | 38.7872 | 45.6437 | 2.7811 | 25.1642 | 17.3878 | 0 | 1.4217 | 0.28479
1995-05-20 17:00 | 119.2469 | 120.4047 | 150.7415 | 39.973 | 63.993 | 2.7786 | 30.7425 | 18.1951 | 0 | 1.5968 | 4.4427
1995-05-20 18:00 | 128.1408 | 127.7615 | 42.0282 | 41.4538 | 77.8369 | 2.9877 | 32.1212 | 18.2196 | 0 | 1.5968 | 9.3918
1995-05-20 19:00 | 137.0399 | 131.1734 | 0.70059 | 44.9365 | 77.8369 | 2.9878 | 32.0355 | 18.3386 | 0 | 2.3727 | 23.2305
1995-05-20 20:00 | 145.6607 | 130.3978 | 0 | 49.9867 | 77.8369 | 3.0105 | 32.9633 | 18.2733 | 0 | 2.3727 | 22.1695
1995-05-20 21:00 | 148.4791 | 125.6176 | 0 | 48.4564 | 77.8369 | 3.0011 | 35.2428 | 18.2847 | 0 | 2.3727 | 21.912
1995-05-20 22:00 | 146.079 | 110.8346 | 0 | 58.4296 | 77.8369 | 3.0022 | 36.3472 | 18.1518 | 0 | 2.3727 | 25.542
1995-05-20 23:00 | 145.9146 | 111.4389 | 0 | 46.8038 | 77.8369 | 2.9809 | 37.6193 | 18.0265 | 0 | 2.4047 | 12.2854
1995-05-21 | 145.8419 | 110.4851 | 0 | 50.8531 | 77.8369 | 2.9797 | 75.1188 | 17.9521 | 0 | 2.4047 | 29.6422
1995-05-21 01:00 | 146.3629 | 110.4799 | 0.00089542 | 54.5131 | 77.8369 | 2.7714 | 69.255 | 17.929 | 0 | 2.4047 | 31.9992
1995-05-21 02:00 | 146.8983 | 109.8961 | 0.010937 | 47.3776 | 77.8369 | 2.7712 | 66.6594 | 17.8884 | 0 | 2.329 | 24.8119
1995-05-21 03:00 | 146.1356 | 110.3048 | 0.16727 | 43.5525 | 78.9349 | 2.732 | 68.0301 | 17.8841 | 0 | 2.4047 | 24.4398
1995-05-21 04:00 | 144.6352 | 112.1669 | 5.4291 | 42.2408 | 78.9349 | 2.7867 | 59.1645 | 17.8941 | 0 | 2.4047 | 27.5509
1995-05-21 05:00 | 136.9313 | 114.2736 | 41.5566 | 51.4345 | 78.9349 | 2.9605 | 51.9981 | 17.9713 | 0 | 2.4047 | 16.7031
1995-05-21 06:00 | 120.4806 | 116.0823 | 134.9856 | 41.2459 | 78.9349 | 2.8346 | 37.8524 | 18.1302 | 0 | 2.3712 | 10.4219
1995-05-21 07:00 | 106.3385 | 114.7142 | 274.6703 | 35.6276 | 78.9349 | 2.9321 | 32.3074 | 18.2735 | 0 | 1.8024 | 0.24925
1995-05-21 08:00 | 99.3827 | 111.238 | 389.8028 | 34.882 | 78.9349 | 2.9367 | 32.0717 | 18.3158 | 0 | 1.8024 | 0.057589
1995-05-21 09:00 | 90.6777 | 108.7913 | 474.5697 | 28.9848 | 78.9349 | 3.056 | 31.2713 | 18.257 | 0 | 1.8024 | 0
1995-05-21 10:00 | 79.8396 | 96.0992 | 518.8153 | 37.1296 | 80.0274 | 3.0179 | 30.7347 | 18.1409 | 0 | 1.8024 | 0
1995-05-21 11:00 | 88.6311 | 90.7505 | 524.4429 | 40.3009 | 80.0274 | 3.0187 | 30.3043 | 18.0998 | 0 | 1.8024 | 0
1995-05-21 12:00 | 87.4779 | 89.8349 | 516.9474 | 38.7198 | 80.0274 | 3.0195 | 30.188 | 18.0161 | 0 | 1.8024 | 0
1995-05-21 13:00 | 90.9342 | 90.5387 | 490.487 | 39.5895 | 80.0274 | 3.0199 | 29.5347 | 17.9764 | 0 | 1.8024 | 0
1995-05-21 14:00 | 93.0799 | 91.3684 | 449.6467 | 44.8086 | 80.0274 | 2.8776 | 29.9489 | 18.0614 | 0 | 1.8024 | 0
1995-05-21 15:00 | 104.331 | 92.9247 | 377.2659 | 32.8772 | 80.0274 | 2.8776 | 30.108 | 18.0601 | 0 | 1.8024 | 0
1995-05-21 16:00 | 109.2245 | 95.4921 | 279.3989 | 39.1556 | 80.0274 | 2.8887 | 30.2046 | 18.1118 | 0 | 1.8024 | 0.037966
1995-05-21 17:00 | 114.7135 | 99.431 | 151.9502 | 41.9117 | 80.0274 | 2.9095 | 49.7401 | 18.1466 | 0 | 1.9047 | 1.4448
1995-05-21 18:00 | 117.9329 | 102.576 | 41.3079 | 59.9704 | 80.0274 | 2.9092 | 58.4433 | 18.2165 | 0 | 3.5049 | 49.5037
1995-05-21 19:00 | 128.4204 | 106.5105 | 1.2477 | 69.5759 | 80.0274 | 2.8981 | 59.2061 | 18.2838 | 0 | 3.5049 | 51.1344
1995-05-21 20:00 | 141.2606 | 109.4671 | 0 | 66.6066 | 80.0274 | 2.8464 | 59.2099 | 18.2655 | 0 | 3.5049 | 41.0577
1995-05-21 21:00 | 147.3354 | 111.4818 | 0 | 76.4271 | 80.0274 | 2.8682 | 61.9494 | 18.2372 | 0 | 3.5049 | 39.136
1995-05-21 22:00 | 135.1224 | 104.827 | 0 | 52.0699 | 80.0274 | 2.8683 | 58.836 | 18.1086 | 0 | 3.3928 | 22.5086
1995-05-21 23:00 | 135.9888 | 103.3491 | 0 | 74.3993 | 80.0274 | 2.7661 | 57.8803 | 17.975 | 0 | 2.9949 | 33.7928
1995-05-22 | 136.2107 | 99.9206 | 0 | 75.4109 | 80.0274 | 2.7696 | 81.3332 | 17.8891 | 0 | 3.7447 | 15.3905
1995-05-22 01:00 | 134.3495 | 94.7126 | 0.00074646 | 73.8652 | 80.0274 | 2.7697 | 81.1391 | 17.8255 | 0 | 6.7233 | 14.8605
1995-05-22 02:00 | 133.8813 | 90.2705 | 0.01681 | 57.4195 | 80.0274 | 2.7696 | 81.3397 | 17.7543 | 0 | 2.1308 | 15.9598
1995-05-22 03:00 | 131.3255 | 86.3117 | 0.18539 | 63.8267 | 80.0274 | 2.7686 | 83.4231 | 17.7372 | 0 | 5.7683 | 7.6867
1995-05-22 04:00 | 125.4609 | 83.9379 | 5.8857 | 50.8715 | 80.0274 | 2.7665 | 83.8165 | 17.7502 | 0 | 6.1385 | 20.9392
1995-05-22 05:00 | 116.2411 | 82.8306 | 42.9073 | 66.4989 | 81.0274 | 2.7491 | 84.6933 | 17.8028 | 0 | 6.6535 | 17.0277
1995-05-22 06:00 | 99.87 | 78.4857 | 152.8272 | 43.7554 | 81.0274 | 2.7525 | 83.4992 | 17.8263 | 0 | 2.9749 | 8.2575
1995-05-22 07:00 | 85.9632 | 73.2063 | 307.4112 | 39.777 | 81.0274 | 2.7826 | 61.5182 | 17.8179 | 0 | 2.9061 | 0.16708
1995-05-22 08:00 | 73.2232 | 64.7927 | 442.3913 | 32.7097 | 81.0274 | 2.7659 | 54.612 | 17.804 | 0 | 1.8061 | 0.089676
1995-05-22 09:00 | 64.1207 | 56.8633 | 530.8032 | 34.1238 | 81.0274 | 2.7676 | 54.4072 | 17.7703 | 0 | 1.8061 | 0.17609
1995-05-22 10:00 | 53.6477 | 48.5352 | 569.0614 | 42.0643 | 81.0274 | 2.8074 | 54.1898 | 17.8044 | 0 | 1.8061 | 0.90431
1995-05-22 11:00 | 58.0701 | 44.5967 | 580.1381 | 41.5833 | 82.1199 | 2.787 | 53.452 | 17.7325 | 0 | 1.8061 | 1.0859
1995-05-22 12:00 | 59.3387 | 47.7024 | 571.872 | 44.9608 | 82.1199 | 2.7912 | 53.8109 | 17.6466 | 0 | 1.8061 | 1.109
1995-05-22 13:00 | 60.7957 | 58.2873 | 538.5023 | 47.2658 | 82.1199 | 2.7751 | 55.8184 | 17.6321 | 0 | 1.8061 | 1.0477
1995-05-22 14:00 | 63.3132 | 58.9483 | 487.4843 | 36.691 | 82.1199 | 2.7534 | 53.9629 | 17.6284 | 0 | 1.8061 | 0.7689
1995-05-22 15:00 | 67.7714 | 62.41 | 406.5288 | 42.6239 | 82.1199 | 2.7573 | 55.3314 | 17.7079 | 0 | 1.4039 | 0.1509
1995-05-22 16:00 | 83.4158 | 66.2299 | 290.1875 | 48.1956 | 82.1199 | 2.7244 | 60.7956 | 17.7631 | 0 | 1.044 | 0.48795
1995-05-22 17:00 | 95.9717 | 67.6013 | 151.2078 | 61.7959 | 82.1199 | 2.2531 | 78.618 | 17.7841 | 0 | 3.9821 | 8.9017
1995-05-22 18:00 | 106.833 | 69.1768 | 43.3033 | 82.3815 | 82.1199 | 2.2528 | 92.5624 | 17.8179 | 0 | 5.8242 | 64.732
1995-05-22 19:00 | 121.2459 | 72.1901 | 1.1248 | 98.285 | 79.2696 | 2.2902 | 105.2184 | 17.9056 | 0 | 5.8242 | 66.428
1995-05-22 20:00 | 136.3425 | 76.5776 | 0.00092332 | 75.8221 | 77.3369 | 2.2715 | 109.237 | 17.8541 | 0 | 5.1242 | 51.4324
1995-05-22 21:00 | 143.8957 | 79.6852 | 0 | 78.7391 | 78.2883 | 2.2712 | 102.4369 | 17.8457 | 0 | 5.8242 | 58.4853
1995-05-22 22:00 | 149.1896 | 83.2114 | 0 | 70.3018 | 76.8139 | 2.2714 | 111.7495 | 17.8441 | 0 | 5.8242 | 17.1178
1995-05-22 23:00 | 143.9634 | 75.3507 | 0 | 65.6243 | 76.6799 | 2.2712 | 112.4287 | 17.7753 | 0 | 4.8187 | 24.17
1995-05-23 | 142.9861 | 71.6557 | 0 | 69.5383 | 75.7458 | 2.2719 | 109.3781 | 17.7519 | 0 | 2.1361 | 25.4774
1995-05-23 01:00 | 139.548 | 67.0374 | 0.00085124 | 80.8965 | 77.4444 | 2.2328 | 104.8214 | 17.6629 | 0 | 2.1361 | 19.4863
1995-05-23 02:00 | 136.5709 | 62.5462 | 0.014477 | 69.3078 | 79.2533 | 2.2385 | 105.3745 | 17.6322 | 0 | 2.1361 | 9.6744
1995-05-23 03:00 | 132.4888 | 57.8579 | 0.1219 | 82.7677 | 79.7909 | 2.1983 | 106.2292 | 17.6296 | 0 | 2.1361 | 0.79415
1995-05-23 04:00 | 129.3027 | 55.1778 | 6.0252 | 67.6141 | 79.9421 | 2.1961 | 105.9506 | 17.6344 | 0 | 2.1361 | 3.4076
1995-05-23 05:00 | 123.0125 | 54.7317 | 49.6108 | 61.9336 | 80.1311 | 2.2165 | 94.0124 | 17.6542 | 0 | 2.1361 | 3.5045
1995-05-23 06:00 | 108.5549 | 53.978 | 163.2246 | 44.7018 | 81.0219 | 2.2216 | 57.0985 | 17.643 | 0 | 2.1323 | 12.8666
1995-05-23 07:00 | 90.3307 | 51.4356 | 317.8142 | 39.6216 | 81.0219 | 2.2414 | 56.5011 | 17.7409 | 0 | 1.9975 | 0
1995-05-23 08:00 | 72.7098 | 48.2647 | 446.1926 | 35.8214 | 81.0219 | 2.237 | 46.2804 | 17.7738 | 0 | 0.39751 | 0
1995-05-23 09:00 | 63.6559 | 46.5887 | 535.443 | 31.0777 | 79.1293 | 2.2596 | 28.4367 | 17.6964 | 0 | 0.39751 | 0
1995-05-23 10:00 | 58.9071 | 39.079 | 569.987 | 31.5442 | 77.2843 | 2.7324 | 27.9917 | 17.6801 | 0 | 1.2975 | 0
1995-05-23 11:00 | 58.862 | 38.6139 | 585.6109 | 45.9221 | 64.2999 | 2.5967 | 27.6866 | 17.6893 | 0 | 1.2975 | 0
1995-05-23 12:00 | 62.1275 | 38.8917 | 569.2418 | 27.5394 | 73.3083 | 2.6259 | 30.4758 | 17.7039 | 0 | 1.2975 | 0
1995-05-23 13:00 | 65.3777 | 36.2727 | 530.3833 | 43.5419 | 52.8265 | 2.6472 | 33.0595 | 17.6732 | 0 | 1.2975 | 0
1995-05-23 14:00 | 66.4561 | 37.1453 | 483.2051 | 33.9676 | 65.7113 | 2.672 | 41.9115 | 17.6486 | 0 | 1.2975 | 0
1995-05-23 15:00 | 77.952 | 36.8376 | 394.8136 | 44.782 | 63.3539 | 2.6765 | 59.2744 | 17.77 | 0 | 1.2975 | 0.0083279
1995-05-23 16:00 | 82.3277 | 36.8953 | 287.425 | 48.181 | 81.0219 | 2.6789 | 63.9478 | 17.9212 | 0 | 1.3947 | 0.43431
1995-05-23 17:00 | 91.457 | 38.1533 | 150.1963 | 61.0906 | 81.0219 | 2.6971 | 79.7213 | 17.9119 | 0 | 1.3947 | 8.8209
1995-05-23 18:00 | 94.4731 | 40.9527 | 44.8781 | 75.8256 | 81.0219 | 2.535 | 99.8883 | 18.0203 | 0 | 3.0367 | 34.8925
1995-05-23 19:00 | 102.7126 | 45.1131 | 1.1769 | 72.0836 | 81.0219 | 2.5387 | 120.8875 | 18.0255 | 0 | 3.0367 | 45.1948
1995-05-23 20:00 | 112.4704 | 49.4635 | 0.00019773 | 73.7961 | 81.0219 | 2.5608 | 122.5532 | 18.0063 | 0 | 2.9947 | 41.2935
1995-05-23 21:00 | 117.0121 | 53.5554 | 0 | 80.5228 | 81.0219 | 2.5607 | 105.2395 | 17.9615 | 0 | 3.0228 | 42.3533
1995-05-23 22:00 | 116.2722 | 55.2291 | 0 | 88.4988 | 81.0219 | 2.561 | 99.9897 | 18.038 | 0 | 3.0367 | 45.0899
1995-05-23 23:00 | 112.9389 | 58.9215 | 0 | 65.1048 | 81.0219 | 2.561 | 116.7218 | 17.9984 | 0 | 2.9947 | 22.0817
1995-05-24 | 108.2125 | 59.1435 | 0 | 99.4973 | 81.0219 | 2.8659 | 76.2861 | 17.958 | 0 | 1.9096 | 38.1233
1995-05-24 01:00 | 104.0092 | 58.6521 | 0 | 89.2625 | 81.0219 | 2.8882 | 76.0401 | 17.8964 | 0 | 1.8947 | 21.8133
1995-05-24 02:00 | 100.0505 | 56.6174 | 0.013413 | 83.9417 | 81.0219 | 2.8879 | 75.1283 | 17.874 | 0 | 1.8947 | 21.6482
1995-05-24 03:00 | 97.0571 | 57.0077 | 0.18826 | 98.1866 | 81.0219 | 2.8867 | 75.1062 | 17.8731 | 0 | 1.8947 | 32.2755
1995-05-24 04:00 | 96.4462 | 57.9029 | 6.5328 | 89.481 | 81.0219 | 2.863 | 75.289 | 17.9378 | 0 | 1.8947 | 29.445
1995-05-24 05:00 | 93.2128 | 57.0705 | 53.2957 | 75.7781 | 81.0219 | 2.8274 | 72.2596 | 18.0628 | 0 | 2.2414 | 1.8266
1995-05-24 06:00 | 85.0101 | 61.7948 | 170.3491 | 56.927 | 81.0219 | 2.8273 | 48.1855 | 18.2508 | 0 | 2.4047 | 2.0634
1995-05-24 07:00 | 71.2833 | 68.6879 | 320.639 | 49.8802 | 79.9239 | 2.6703 | 42.1294 | 18.388 | 0 | 1.7975 | 1.3606
1995-05-24 08:00 | 62.1292 | 71.2136 | 447.3652 | 33.1891 | 75.5356 | 2.671 | 27.3079 | 18.466 | 0 | 1.0297 | 0
1995-05-24 09:00 | 54.4687 | 77.1861 | 533.3178 | 47.8372 | 51.1475 | 2.1744 | 15.7548 | 18.4969 | 0 | 1.0297 | 0
1995-05-24 10:00 | 55.2007 | 103.9616 | 573.4018 | 32.2551 | 62.9082 | 2.1375 | 15.3225 | 18.424 | 0 | 1.0297 | 0
1995-05-24 11:00 | 56.7941 | 109.1643 | 576.433 | 36.5141 | 63.1944 | 2.2954 | 15.0055 | 18.3302 | 0 | 1.0297 | 0
1995-05-24 12:00 | 58.3694 | 116.3131 | 564.9964 | 38.0671 | 56.3916 | 2.2827 | 14.7224 | 18.3263 | 0 | 1.0297 | 0
1995-05-24 13:00 | 56.3838 | 119.0411 | 542.5639 | 49.8798 | 41.7377 | 2.1461 | 14.5191 | 18.2624 | 0 | 1.0297 | 0
1995-05-24 14:00 | 62.5668 | 122.3182 | 483.5226 | 31.345 | 62.0191 | 2.1464 | 14.8825 | 18.3366 | 0 | 1.0297 | 0
1995-05-24 15:00 | 69.8084 | 126.3885 | 393.6756 | 34.4416 | 71.5489 | 2.323 | 26.3672 | 18.3651 | 0 | 1.0297 | 0.16653
1995-05-24 16:00 | 79.9854 | 135.3633 | 277.1202 | 43.2197 | 79.272 | 2.5191 | 27.4958 | 18.4141 | 0 | 1.9047 | 4.3829
1995-05-24 17:00 | 96.5871 | 154.1012 | 141.5914 | 41.5802 | 79.272 | 2.5021 | 38.5779 | 18.4737 | 0 | 1.9047 | 11.2414
1995-05-24 18:00 | 109.3724 | 175.8752 | 44.1175 | 44.3364 | 79.272 | 2.4708 | 69.6633 | 18.4645 | 0 | 2.4047 | 13.9128
1995-05-24 19:00 | 125.7492 | 188.2397 | 1.3816 | 45.0846 | 79.272 | 2.4512 | 64.4686 | 18.5013 | 0 | 2.4047 | 17.5275
1995-05-24 20:00 | 134.7788 | 198.6912 | 0.0034437 | 42.1462 | 79.272 | 2.2997 | 66.1274 | 18.5395 | 0 | 2.4047 | 16.5392
1995-05-24 21:00 | 133.9912 | 199.3906 | 0 | 47.3468 | 79.272 | 2.2995 | 55.8217 | 18.4923 | 0 | 1.8947 | 15.2395
1995-05-24 22:00 | 123.1124 | 216.6338 | 0 | 41.8892 | 79.272 | 2.2998 | 59.9396 | 18.3382 | 0 | 1.8947 | 11.6625
1995-05-24 23:00 | 115.1738 | 203.5001 | 0 | 38.562 | 78.9798 | 2.2999 | 52.0688 | 18.2673 | 0 | 1.8947 | 8.7334
1995-05-25 | 106.9811 | 179.7102 | 0 | 48.9327 | 79.272 | 2.1212 | 69.6072 | 18.1805 | 0 | 2.9947 | 30.8885
1995-05-25 01:00 | 96.9743 | 158.1242 | 0.0016029 | 60.0171 | 80.37 | 2.1378 | 69.5919 | 18.1117 | 0 | 2.9947 | 30.9354
1995-05-25 02:00 | 85.0218 | 147.6992 | 0.024707 | 54.8465 | 80.37 | 2.1375 | 70.0508 | 18.0439 | 0 | 2.9947 | 43.3478
1995-05-25 03:00 | 75.0544 | 142.4282 | 0.17028 | 61.972 | 80.37 | 2.3247 | 70.5636 | 18.0527 | 0 | 2.9947 | 44.9098
1995-05-25 04:00 | 68.0123 | 137.8835 | 6.1923 | 55.4474 | 80.37 | 1.9769 | 70.9276 | 18.0912 | 0 | 2.9947 | 41.9875
1995-05-25 05:00 | 60.4246 | 134.5697 | 51.2619 | 49.5165 | 80.37 | 1.9875 | 71.1277 | 18.1384 | 0 | 2.9947 | 17.1779
1995-05-25 06:00 | 50.4432 | 132.9202 | 158.4582 | 36.807 | 80.37 | 1.9652 | 50.3619 | 18.2808 | 0 | 2.9947 | 4.4623
1995-05-25 07:00 | 42.282 | 131.5112 | 296.3978 | 34.95 | 81.468 | 2.1229 | 28.9085 | 18.4306 | 0 | 1.7924 | 0
1995-05-25 08:00 | 40.5781 | 134.5296 | 415.8759 | 34.2866 | 81.468 | 2.0847 | 25.3147 | 18.4109 | 0 | 1.0297 | 0.14896
1995-05-25 09:00 | 40.9599 | 129.5531 | 492.4139 | 27.5047 | 81.468 | 2.1085 | 25.0618 | 18.3666 | 0 | 0.91169 | 0
1995-05-25 10:00 | 35.7114 | 102.5986 | 535.5177 | 41.0405 | 74.9699 | 2.2439 | 24.7997 | 18.3231 | 0 | 0.91169 | 0
1995-05-25 11:00 | 39.0233 | 88.9094 | 554.5729 | 29.8769 | 81.468 | 2.2446 | 25.5009 | 18.2864 | 0 | 0.91169 | 0.060977
1995-05-25 12:00 | 41.1682 | 82.8292 | 552.05 | 31.2878 | 81.289 | 2.245 | 25.2138 | 18.2509 | 0 | 0.91169 | 0
1995-05-25 13:00 | 42.7401 | 81.6668 | 519.3508 | 39.3166 | 81.468 | 2.3743 | 25.094 | 18.1626 | 0 | 0.91169 | 0.074402
1995-05-25 14:00 | 46.5544 | 82.9973 | 453.5896 | 40.3824 | 81.468 | 2.3578 | 25.0672 | 18.2566 | 0 | 0.91169 | 0.055206
1995-05-25 15:00 | 53.1512 | 80.8506 | 366.5607 | 39.2824 | 81.468 | 2.4085 | 42.5505 | 18.2852 | 0 | 1.2924 | 0.75878
1995-05-25 16:00 | 60.8465 | 78.6938 | 261.9926 | 46.8477 | 81.468 | 2.5758 | 56.1592 | 18.3055 | 0 | 1.3947 | 10.9525
1995-05-25 17:00 | 79.8859 | 76.3059 | 139.4076 | 43.6292 | 81.468 | 2.4082 | 71.9671 | 18.3092 | 0 | 1.3949 | 31.7227
1995-05-25 18:00 | 98.5388 | 75.0515 | 43.4701 | 58.6392 | 81.468 | 2.6141 | 81.7023 | 18.4103 | 0 | 2.9949 | 63.423
1995-05-25 19:00 | 116.1622 | 74.1131 | 1.3641 | 68.6367 | 81.468 | 2.6137 | 83.0886 | 18.4575 | 0 | 2.9949 | 59.1896
1995-05-25 20:00 | 133.0724 | 77.4665 | 0.0026102 | 55.9595 | 81.468 | 2.6137 | 75.6694 | 18.4775 | 0 | 2.8326 | 56.1519
1995-05-25 21:00 | 141.2053 | 82.2373 | 0 | 77.5474 | 81.468 | 2.3198 | 82.1747 | 18.4749 | 0 | 2.0949 | 45.0372
1995-05-25 22:00 | 142.805 | 91.7932 | 0 | 74.8278 | 81.468 | 2.2751 | 82.5459 | 18.3584 | 0 | 2.0949 | 22.3689
1995-05-25 23:00 | 139.2278 | 103.1998 | 0 | 46.6952 | 81.468 | 2.299 | 76.0386 | 18.2006 | 0 | 2.1023 | 15.0289
1995-05-26 | 134.5911 | 114.6157 | 0 | 71.3481 | 81.468 | 2.3211 | 44.2919 | 18.131 | 0 | 1.0011 | 35.0197
1995-05-26 01:00 | 131.1393 | 124.6951 | 0.0010854 | 61.2109 | 82.566 | 2.3211 | 45.7167 | 18.0278 | 0 | 0.99702 | 8.9722
1995-05-26 02:00 | 125.6981 | 139.8758 | 0.017961 | 61.988 | 82.566 | 2.3208 | 49.1038 | 17.9898 | 0 | 0.99693 | 28.9687
1995-05-26 03:00 | 121.1306 | 152.5948 | 0.13908 | 60.4352 | 82.1801 | 2.3027 | 37.34 | 17.9877 | 0 | 1.0009 | 8.6757
1995-05-26 04:00 | 114.9542 | 153.6805 | 6.1605 | 52.698 | 81.2762 | 2.3245 | 35.5124 | 18.0073 | 0 | 0.99835 | 3.6168
1995-05-26 05:00 | 106.4156 | 151.1397 | 47.9748 | 48.9862 | 81.4326 | 2.3235 | 31.6815 | 18.0517 | 0 | 0.99786 | 4.9103
1995-05-26 06:00 | 87.4182 | 148.9118 | 137.5692 | 34.7002 | 82.566 | 1.9755 | 26.7386 | 18.1547 | 0 | 0.70623 | 0
1995-05-26 07:00 | 68.4986 | 136.9018 | 257.473 | 33.5567 | 82.566 | 2.4322 | 26.0005 | 18.2992 | 0 | 1.1049 | 0
1995-05-26 08:00 | 58.1564 | 119.0296 | 369.2885 | 35.3924 | 82.566 | 2.5014 | 25.8131 | 18.2265 | 0 | 1.1051 | 0
1995-05-26 09:00 | 56.0629 | 113.7265 | 441.5729 | 32.6486 | 68.9085 | 2.5615 | 25.5921 | 18.2949 | 0 | 1.103 | 0
1995-05-26 10:00 | 53.6938 | 100.1403 | 472.7199 | 29.1102 | 69.6387 | 2.6297 | 23.0749 | 17.3917 | 0 | 1.1052 | 0
1995-05-26 11:00 | 60.3619 | 106.6627 | 481.5404 | 26.9153 | 69.5591 | 2.7674 | 25.1206 | 18.2212 | 0 | 1.097 | 0
1995-05-26 12:00 | 56.0547 | 96.4637 | 476.5764 | 35.5389 | 58.585 | 2.7679 | 24.7749 | 17.8095 | 0 | 1.1023 | 0.43896
1995-05-26 13:00 | 60.5282 | 89.8044 | 453.8698 | 36.298 | 55.792 | 2.7683 | 22.3667 | 17.1991 | 0 | 1.1038 | 0.36534
1995-05-26 14:00 | 61.3863 | 85.6832 | 409.9649 | 29.3825 | 75.4329 | 2.7855 | 22.3082 | 17.2529 | 0 | 1.0971 | 1.2418
1995-05-26 15:00 | 77.0885 | 86.5302 | 343.9082 | 30.1165 | 82.566 | 2.6376 | 26.2447 | 18.2053 | 0 | 1.1056 | 1.3466
1995-05-26 16:00 | 89.1357 | 86.426 | 242.3561 | 40.1069 | 82.566 | 2.6375 | 28.5556 | 17.3995 | 0 | 1.4005 | 5.7327
1995-05-26 17:00 | 102.734 | 84.8933 | 134.8659 | 38.0398 | 82.566 | 2.6894 | 31.7779 | 18.3588 | 0 | 1.3974 | 17.4733
1995-05-26 18:00 | 113.1871 | 83.9253 | 42.8621 | 44.4929 | 82.566 | 2.29 | 35.4838 | 18.4057 | 0 | 0.9994 | 41.9422
1995-05-26 19:00 | 123.8813 | 81.0099 | 1.8803 | 42.6721 | 81.9562 | 2.272 | 36.6041 | 18.3721 | 0 | 1.0023 | 43.4377
1995-05-26 20:00 | 131.3666 | 79.4059 | 0.0011456 | 45.6908 | 80.6534 | 2.2674 | 48.4897 | 18.412 | 0 | 1.0026 | 58.2939
1995-05-26 21:00 | 133.806 | 78.5062 | 0 | 66.5326 | 79.1046 | 2.2676 | 53.9147 | 18.5 | 0 | 1.0029 | 38.8378
1995-05-26 22:00 | 132.7203 | 78.4083 | 0 | 52.1 | 80.4573 | 2.2921 | 37.2402 | 18.3978 | 0 | 0.99909 | 38.3518
1995-05-26 23:00 | 131.7032 | 80.6223 | 0 | 58.0741 | 80.0316 | 2.3216 | 52.8115 | 18.3245 | 0 | 0.99685 | 21.5294
1995-05-27 | 130.8821 | 84.6008 | 0 | 79.3028 | 76.972 | 1.6978 | 14.8168 | 18.0928 | 0 | 0.0589 | 36.2082
1995-05-27 01:00 | 128.5675 | 91.3343 | 0.00097809 | 58.1344 | 76.972 | 1.6978 | 14.6854 | 18.0342 | 0 | 0.0589 | 41.3582
1995-05-27 02:00 | 127.6038 | 93.7538 | 0.025193 | 68.4838 | 76.972 | 1.6975 | 14.7328 | 18.0855 | 0 | 0.0589 | 7.2608
1995-05-27 03:00 | 126.7886 | 103.9013 | 0.17052 | 57.9575 | 77.3648 | 1.6962 | 15.0305 | 18.0929 | 0 | 0.0589 | 22.0342
1995-05-27 04:00 | 123.4906 | 119.6038 | 6.4043 | 44.3922 | 63.185 | 1.6938 | 14.0072 | 18.0037 | 0 | 0.0589 | 15.7358
1995-05-27 05:00 | 116.2993 | 132.909 | 49.5232 | 50.0886 | 58.6538 | 1.6929 | 11.7389 | 18.0396 | 0 | 0.016806 | 0.81258
1995-05-27 06:00 | 96.9976 | 151.1718 | 139.2708 | 43.7343 | 17.3019 | 1.6927 | 10.766 | 18.2132 | 0 | 0.016806 | 0.082853
1995-05-27 07:00 | 84.4639 | 167.5666 | 254.9338 | 43.0438 | 17.3046 | 1.6931 | 10.1562 | 18.3233 | 0 | 0.016806 | 0.059847
1995-05-27 08:00 | 68.4846 | 163.1653 | 357.5998 | 29.5707 | 16.9784 | 1.6939 | 8.9342 | 16.6082 | 0 | 0.016806 | 0.13385
1995-05-27 09:00 | 62.2992 | 168.1105 | 421.8572 | 33.8647 | 18.4134 | 1.6957 | 9.1751 | 16.7634 | 0 | 0.016806 | 0.13385
1995-05-27 10:00 | 57.5313 | 142.859 | 467.9412 | 26.3796 | 16.9134 | 1.6966 | 6.7203 | 16.0042 | 0 | 0.016806 | 0.13385
1995-05-27 11:00 | 74.3003 | 131.6437 | 474.152 | 30.6534 | 17.7626 | 1.6973 | 6.3252 | 17.2804 | 0 | 0.016806 | 0.059847
1995-05-27 12:00 | 75.1981 | 135.6163 | 457.146 | 26.0331 | 14.8551 | 1.6978 | 5.0781 | 14.6758 | 0 | 0.016806 | 0.059847
1995-05-27 13:00 | 74.9822 | 118.5834 | 443.3884 | 43.0104 | 15.5932 | 1.6982 | 8.4949 | 15.8277 | 0 | 0.016806 | 0.12554
1995-05-27 14:00 | 72.6557 | 121.1547 | 429.2106 | 30.5092 | 18.6772 | 1.6984 | 8.5593 | 15.9028 | 0 | 0.016806 | 0.2644
1995-05-27 15:00 | 94.486 | 105.4654 | 383.3564 | 38.1608 | 18.9462 | 1.7018 | 6.6164 | 15.9583 | 0 | 0.016806 | 0.31472
1995-05-27 16:00 | 108.8087 | 127.8912 | 283.0871 | 35.2083 | 24.354 | 1.7047 | 9.0564 | 18.3035 | 0 | 0.016806 | 0.059847
1995-05-27 17:00 | 111.5166 | 133.1452 | 153.7935 | 38.7126 | 22.6866 | 1.7042 | 10.2232 | 18.2668 | 0 | 0.016806 | 4.115
1995-05-27 18:00 | 109.1013 | 141.2827 | 45.3095 | 46.958 | 55.0789 | 1.6848 | 11.1223 | 18.3193 | 0 | 0.016806 | 18.5463
1995-05-27 19:00 | 116.9603 | 139.1974 | 1.5482 | 54.2551 | 56.8597 | 1.6842 | 11.1648 | 18.3957 | 0 | 0.016806 | 38.146
1995-05-27 20:00 | 122.0436 | 143.4022 | 0.0019329 | 46.4143 | 66.9911 | 1.6826 | 11.7587 | 18.4425 | 0 | 0.016806 | 49.4987
1995-05-27 21:00 | 133.0018 | 145.3605 | 0 | 44.8108 | 65.6001 | 1.6836 | 11.885 | 18.425 | 0 | 0.016806 | 35.9965
1995-05-27 22:00 | 134.9081 | 159.8141 | 0 | 40.8007 | 51.3758 | 1.6794 | 11.6492 | 18.339 | 0 | 0.016806 | 43.4433
1995-05-27 23:00 | 141.7094 | 178.3791 | 0 | 47.9788 | 37.3417 | 1.6797 | 11.5293 | 18.2466 | 0 | 0.016806 | 17.5187
1995-05-28 | 145.5344 | 193.7093 | 0 | 39.96 | 72.7412 | 1.6784 | 14.7307 | 18.135 | 0 | 0.057983 | 14.9
1995-05-28 01:00 | 152.4175 | 197.4163 | 0.00037607 | 46.9419 | 61.6796 | 1.6786 | 15.1449 | 18.0192 | 0 | 0.057983 | 18.083
1995-05-28 02:00 | 150.6057 | 203.6232 | 0.026521 | 52.1673 | 47.4883 | 1.6782 | 15.5132 | 17.9963 | 0 | 0.016806 | 17.5715
1995-05-28 03:00 | 150.3591 | 210.1832 | 0.20159 | 48.109 | 38.5267 | 1.6778 | 15.7202 | 17.9826 | 0 | 0.016806 | 8.9417
1995-05-28 04:00 | 152.5786 | 214.6624 | 7.9632 | 39.067 | 40.475 | 1.6775 | 16.1006 | 17.9759 | 0 | 0.016806 | 6.4839
1995-05-28 05:00 | 146.1807 | 220.3103 | 53.9673 | 47.6743 | 34.254 | 1.6755 | 15.7635 | 18.0775 | 0 | 0.016806 | 0.34043
1995-05-28 06:00 | 127.8744 | 224.4175 | 165.0108 | 39.1925 | 34.254 | 1.6752 | 14.7129 | 17.9709 | 0 | 0.016806 | 2.7094
1995-05-28 07:00 | 98.5578 | 227.9908 | 308.1795 | 31.492 | 34.254 | 1.6755 | 14.7613 | 18.1455 | 0 | 0.016806 | 0.006
1995-05-28 08:00 | 71.2663 | 234.0759 | 417.7038 | 37.6086 | 34.254 | 1.6773 | 14.4732 | 18.1837 | 0 | 0.016806 | 0
1995-05-28 09:00 | 67.4195 | 241.8923 | 494.4692 | 36.0464 | 34.254 | 1.6781 | 14.2305 | 18.1574 | 0 | 0.016806 | 0
1995-05-28 10:00 | 67.0489 | 242.2678 | 534.7686 | 41.9551 | 34.254 | 1.6787 | 14.0787 | 18.3307 | 0 | 0.016806 | 0
1995-05-28 11:00 | 75.1603 | 239.2551 | 550.0598 | 41.4812 | 34.254 | 1.6794 | 13.6169 | 18.0776 | 0 | 0.016806 | 0
1995-05-28 12:00 | 76.2935 | 230.8989 | 553.2872 | 47.6103 | 34.254 | 1.6801 | 13.5758 | 18.2337 | 0 | 0.016806 | 0
1995-05-28 13:00 | 78.054 | 224.5416 | 532.8404 | 36.5682 | 34.254 | 1.7295 | 13.5004 | 18.1978 | 0 | 0.016806 | 0
1995-05-28 14:00 | 73.7862 | 221.1422 | 483.8753 | 41.8939 | 34.254 | 1.7298 | 13.4981 | 18.2074 | 0 | 0.016806 | 0
1995-05-28 15:00 | 80.7467 | 223.9542 | 388.3307 | 43.9662 | 34.254 | 1.7298 | 13.5739 | 18.2446 | 0 | 0.016806 | 0.16268
1995-05-28 16:00 | 85.8109 | 224.3687 | 280.6397 | 42.8809 | 34.254 | 1.7288 | 13.7349 | 18.2858 | 0 | 0.016806 | 0.30499
1995-05-28 17:00 | 97.6431 | 218.501 | 150.9491 | 51.2228 | 41.3895 | 1.7317 | 15.5827 | 18.2497 | 0 | 0.016806 | 6.7074
1995-05-28 18:00 | 110.7059 | 215.504 | 43.2755 | 58.9229 | 82.566 | 1.7346 | 16.4926 | 18.267 | 0 | 0.098509 | 20.6255
1995-05-28 19:00 | 127.9245 | 207.5536 | 1.1394 | 62.9137 | 82.566 | 1.7342 | 16.4866 | 18.3034 | 0 | 0.098509 | 39.5995
1995-05-28 20:00 | 142.3036 | 208.2737 | 0.0022347 | 59.9713 | 82.566 | 1.7311 | 17.0951 | 18.327 | 0 | 0.098509 | 28.2502
1995-05-28 21:00 | 156.5839 | 198.348 | 0 | 62.129 | 82.566 | 1.7273 | 16.2138 | 18.333 | 0 | 0.098509 | 19.1542
1995-05-28 22:00 | 152.1596 | 191.554 | 0 | 51.831 | 82.566 | 1.7282 | 16.791 | 18.2408 | 0 | 0.098509 | 37.8271
1995-05-28 23:00 | 151.1499 | 190.3045 | 0 | 60.7811 | 82.566 | 1.7275 | 15.3448 | 18.1531 | 0 | 0.097593 | 11.0288
1995-05-29 | 150.8641 | 181.9948 | 0 | 67.1569 | 82.566 | 3.1129 | 35.918 | 18.1287 | 0 | 2.4585 | 3.9346
1995-05-29 01:00 | 144.9195 | 173.2022 | 0.0015233 | 64.5994 | 82.566 | 3.113 | 34.8712 | 18.0634 | 0 | 2.4503 | 6.3348
1995-05-29 02:00 | 137.3936 | 161.7402 | 0.027141 | 71.1617 | 82.566 | 3.1128 | 34.4727 | 18.0125 | 0 | 2.4502 | 9.4139
1995-05-29 03:00 | 130.0687 | 151.9351 | 0.19959 | 67.914 | 82.566 | 3.1286 | 36.2501 | 17.9852 | 0 | 2.4583 | 16.9518
1995-05-29 04:00 | 124.5754 | 148.7492 | 8.1854 | 63.4802 | 82.566 | 2.8164 | 36.5463 | 17.9812 | 0 | 2.453 | 21.9694
1995-05-29 05:00 | 116.8878 | 152.4564 | 55.0414 | 52.3304 | 82.566 | 2.8157 | 30.4351 | 18.0405 | 0 | 2.452 | 23.5071
1995-05-29 06:00 | 102.5731 | 152.8742 | 152.2245 | 56.4977 | 82.566 | 2.7946 | 27.2954 | 18.0392 | 0 | 2.4145 | 14.8913
1995-05-29 07:00 | 84.2034 | 151.1567 | 282.8413 | 45.5177 | 82.566 | 2.7951 | 33.2426 | 18.0715 | 0 | 2.4222 | 0.10626
1995-05-29 08:00 | 67.7926 | 147.3924 | 400.3968 | 34.7009 | 82.566 | 2.7636 | 32.1072 | 18.0729 | 0 | 1.9226 | 0.077167
1995-05-29 09:00 | 61.9644 | 135.698 | 487.4749 | 39.5653 | 82.566 | 2.7654 | 24.7091 | 18.0502 | 0 | 1.9183 | 0
1995-05-29 10:00 | 57.2471 | 116.244 | 525.7709 | 46.0236 | 82.566 | 2.7245 | 36.662 | 18.0308 | 0 | 1.9225 | 0.006
1995-05-29 11:00 | 56.7126 | 112.6347 | 544.9693 | 41.2841 | 82.566 | 2.7251 | 29.3508 | 17.9275 | 0 | 1.9059 | 0
1995-05-29 12:00 | 59.6063 | 108.875 | 542.226 | 44.1435 | 82.566 | 2.7255 | 25.8944 | 17.9255 | 0 | 1.9166 | 0
1995-05-29 13:00 | 69.2295 | 114.1763 | 502.7424 | 52.7789 | 81.466 | 2.8418 | 25.4897 | 17.9091 | 0 | 1.9197 | 0.07
1995-05-29 14:00 | 73.1795 | 122.9785 | 447.1227 | 38.5692 | 81.466 | 2.8302 | 34.8343 | 17.8625 | 0 | 1.906 | 0
1995-05-29 15:00 | 75.3379 | 125.7528 | 369.0288 | 46.5553 | 81.466 | 2.8005 | 34.076 | 17.8912 | 0 | 1.9132 | 0
1995-05-29 16:00 | 77.768 | 128.4927 | 262.7207 | 46.8391 | 81.466 | 2.7127 | 43.8686 | 17.9475 | 0 | 1.9167 | 0.82817
1995-05-29 17:00 | 102.739 | 127.0303 | 137.8483 | 64.7422 | 81.466 | 2.7119 | 50.6637 | 18.0223 | 0 | 1.9521 | 10.5461
1995-05-29 18:00 | 106.9889 | 125.6903 | 45.4187 | 72.0922 | 81.466 | 3.0437 | 55.0997 | 18.0524 | 0 | 2.4561 | 45.0984
1995-05-29 19:00 | 109.8355 | 125.5142 | 2.159 | 83.0295 | 81.466 | 3.0597 | 58.8239 | 18.1191 | 0 | 2.4619 | 57.207
1995-05-29 20:00 | 111.8235 | 124.3156 | 0.0084218 | 83.3596 | 81.466 | 3.0176 | 58.7459 | 18.106 | 0 | 2.4626 | 48.6141
1995-05-29 21:00 | 108.6531 | 123.0122 | 0 | 75.1683 | 81.466 | 3.0159 | 59.9317 | 18.1 | 0 | 2.4632 | 62.7343
1995-05-29 22:00 | 102.0988 | 123.872 | 0 | 83.7645 | 82.564 | 3.0172 | 60.95 | 18.0534 | 0 | 2.4554 | 47.7297
1995-05-29 23:00 | 103.9995 | 118.899 | 0 | 68.9608 | 82.564 | 2.9949 | 62.0278 | 18.0207 | 0 | 2.4622 | 36.0389
1995-05-30 | 102.2364 | 109.9664 | 0 | 90.0836 | 82.564 | 3.7467 | 88.4858 | 17.9538 | 0 | 6.5466 | 8.6118
1995-05-30 01:00 | 97.31 | 104.0646 | 0.00016897 | 81.6459 | 82.564 | 3.7485 | 81.9423 | 17.8348 | 0 | 7.2378 | 17.4915
1995-05-30 02:00 | 92.3186 | 100.1746 | 0.028755 | 82.4421 | 82.564 | 3.7495 | 82.8264 | 17.8703 | 0 | 6.5376 | 9.482
1995-05-30 03:00 | 89.9933 | 91.5452 | 0.20046 | 75.5599 | 82.564 | 3.7475 | 89.1358 | 17.8892 | 0 | 8.3843 | 17.0142
1995-05-30 04:00 | 88.7605 | 79.8213 | 7.5596 | 71.9193 | 82.564 | 3.7301 | 79.952 | 17.8797 | 0 | 8.4326 | 3.1833
1995-05-30 05:00 | 86.1726 | 73.279 | 49.9697 | 66.4589 | 82.564 | 3.7307 | 72.2288 | 17.8946 | 0 | 9.1738 | 0.12484
1995-05-30 06:00 | 79.2903 | 68.083 | 139.6487 | 55.4592 | 82.564 | 3.0355 | 54.3489 | 17.8969 | 0 | 6.0747 | 1.4387
1995-05-30 07:00 | 73.7188 | 63.4772 | 266.4611 | 46.5837 | 82.564 | 2.9783 | 53.9687 | 17.9177 | 0 | 6.4693 | 0.63344
1995-05-30 08:00 | 61.3804 | 57.5962 | 374.2405 | 38.1149 | 80.6785 | 3.0248 | 51.351 | 17.9168 | 0 | 5.4801 | 0.12648
1995-05-30 09:00 | 56.8754 | 52.3269 | 451.0094 | 49.3814 | 54.1987 | 3.0043 | 47.3454 | 17.8735 | 0 | 4.809 | 0.006
1995-05-30 10:00 | 58.1817 | 41.99 | 485.1242 | 52.0711 | 57.405 | 2.8895 | 48.1471 | 17.8537 | 0 | 4.8674 | 0
1995-05-30 11:00 | 58.6529 | 39.7629 | 503.2973 | 45.1336 | 60.463 | 2.868 | 45.7578 | 17.833 | 0 | 4.796 | 0
1995-05-30 12:00 | 60.6997 | 41.2523 | 497.2688 | 41.3258 | 63.3212 | 2.8683 | 45.3668 | 17.8234 | 0 | 5.7721 | 0.84074
1995-05-30 13:00 | 66.3913 | 45.8026 | 462.4401 | 36.3184 | 64.0339 | 2.8687 | 50.5779 | 17.8115 | 0 | 5.7755 | 0.70781
1995-05-30 14:00 | 77.7968 | 51.4587 | 410.0414 | 52.6637 | 34.4533 | 2.8901 | 56.087 | 17.7969 | 0 | 6.8343 | 0.07589
1995-05-30 15:00 | 84.5083 | 59.9424 | 346.5405 | 42.3627 | 58.1637 | 3.6295 | 61.806 | 17.9025 | 0 | 7.2596 | 5.3011
1995-05-30 16:00 | 92.7991 | 64.6326 | 253.5444 | 57.2854 | 59.11 | 3.7244 | 70.5017 | 17.8705 | 0 | 8.0885 | 0.36977
1995-05-30 17:00 | 107.6781 | 69.1664 | 141.5398 | 47.5571 | 82.564 | 3.7238 | 75.2421 | 17.8777 | 0 | 6.0129 | 15.4909
1995-05-30 18:00 | 118.733 | 67.2032 | 47.6828 | 62.1615 | 82.564 | 3.7306 | 77.2007 | 17.9257 | 0 | 6.0362 | 33.115
1995-05-30 19:00 | 124.2497 | 67.5433 | 2.3468 | 66.7977 | 82.564 | 3.7341 | 77.8911 | 17.9446 | 0 | 6.3735 | 31.0131
1995-05-30 20:00 | 128.8465 | 63.3821 | 0.010293 | 75.7771 | 82.564 | 3.7749 | 78.3216 | 17.9632 | 0 | 6.201 | 35.4615
1995-05-30 21:00 | 131.6164 | 60.7395 | 0 | 80.8138 | 82.564 | 3.7941 | 78.9979 | 17.9701 | 0 | 6.2016 | 25.4617
1995-05-30 22:00 | 119.416 | 49.4232 | 0 | 86.3494 | 82.564 | 3.7961 | 79.7935 | 17.9464 | 0 | 6.1932 | 19.4856
1995-05-30 23:00 | 122.4871 | 50.4837 | 0 | 69.2058 | 82.564 | 3.8216 | 78.9573 | 17.8707 | 0 | 6.1953 | 29.3476
1995-05-31 | 125.3879 | 51.5063 | 5.2361e-05 | 86.0037 | 82.564 | 3.8226 | 88.5459 | 17.7359 | 0 | 12.7115 | 26.0956
1995-05-31 01:00 | 128.6752 | 51.2763 | 0.0017593 | 80.8929 | 82.564 | 3.8094 | 96.4488 | 17.6933 | 0 | 12.7037 | 24.116
1995-05-31 02:00 | 130.8913 | 52.191 | 0.023946 | 67.9262 | 82.564 | 3.8149 | 88.8011 | 17.7233 | 0 | 12.7001 | 25.3725
1995-05-31 03:00 | 132.6725 | 52.4273 | 0.20502 | 76.9184 | 82.564 | 3.817 | 85.2556 | 17.6654 | 0 | 11.9834 | 17.3022
1995-05-31 04:00 | 131.5426 | 53.9204 | 6.6663 | 70.7616 | 82.564 | 3.7867 | 85.568 | 17.7074 | 0 | 12.9364 | 3.5592
1995-05-31 05:00 | 126.3159 | 55.3003 | 41.8309 | 61.4406 | 82.564 | 3.2184 | 85.8934 | 17.8002 | 0 | 12.8217 | 1.4696
1995-05-31 06:00 | 121.5519 | 53.7553 | 116.043 | 50.6734 | 82.564 | 3.0269 | 69.0676 | 17.9146 | 0 | 11.1086 | 1.1347
1995-05-31 07:00 | 119.0285 | 50.9492 | 223.6259 | 48.9425 | 83.662 | 3.037 | 70.2198 | 18.086 | 0 | 13.2737 | 0
1995-05-31 08:00 | 107.9223 | 44.9186 | 318.0576 | 49.3112 | 67.9563 | 2.9941 | 69.8927 | 18.0462 | 0 | 9.7429 | 0
1995-05-31 09:00 | 109.6671 | 41.7775 | 377.4201 | 48.3952 | 57.1685 | 2.9999 | 63.0558 | 18.0304 | 0 | 9.1911 | 0
1995-05-31 10:00 | 107.0551 | 40.014 | 415.537 | 37.8865 | 70.3597 | 3.158 | 57.4151 | 17.1456 | 0 | 8.9319 | 0
1995-05-31 11:00 | 114.6775 | 38.2053 | 440.9087 | 48.4454 | 61.0882 | 3.1717 | 54.2137 | 17.1713 | 0 | 9.8409 | 0.1141
1995-05-31 12:00 | 111.3885 | 40.023 | 441.4523 | 38.7081 | 74.0007 | 3.1726 | 51.907 | 17.9403 | 0 | 9.9722 | 0
1995-05-31 13:00 | 115.6835 | 48.7512 | 425.9682 | 49.5404 | 65.7855 | 3.1725 | 58.5704 | 17.9307 | 0 | 8.9265 | 0.60345
1995-05-31 14:00 | 134.0953 | 56.2672 | 372.0331 | 51.8728 | 53.6817 | 3.1829 | 55.7558 | 18.0182 | 0 | 8.902 | 0
1995-05-31 15:00 | 145.4342 | 66.247 | 303.4967 | 53.7793 | 53.0672 | 3.1828 | 69.0428 | 18.0698 | 0 | 11.5111 | 0
1995-05-31 16:00 | 149.9361 | 81.8451 | 220.6181 | 50.7183 | 59.3958 | 3.7211 | 80.1609 | 18.1317 | 0 | 13.9588 | 0
1995-05-31 17:00 | 163.6016 | 96.5418 | 123.641 | 40.8226 | 68.4051 | 3.1823 | 84.7835 | 18.114 | 0 | 12.5071 | 5.806
1995-05-31 18:00 | 164.9405 | 104.3387 | 42.4431 | 54.3479 | 82.3692 | 3.203 | 90.3334 | 18.0952 | 0 | 12.1607 | 16.4396
1995-05-31 19:00 | 167.4724 | 99.6182 | 2.4357 | 57.9272 | 84.76 | 3.5591 | 90.8241 | 18.1016 | 0 | 10.3989 | 25.8224
1995-05-31 20:00 | 171.1571 | 92.7171 | 0.010292 | 60.556 | 84.76 | 3.9199 | 91.6438 | 18.1219 | 0 | 11.9215 | 25.3788
1995-05-31 21:00 | 173.9905 | 84.8954 | 0 | 69.2905 | 84.76 | 3.9175 | 94.67 | 18.1115 | 0 | 11.7486 | 18.3535
1995-05-31 22:00 | 167.3261 | 79.1353 | 0 | 75.3873 | 84.76 | 3.894 | 92.5297 | 17.952 | 0 | 9.7475 | 13.5579
1995-05-31 23:00 | 164.3785 | 68.2245 | 0 | 75.3701 | 84.76 | 3.9109 | 92.6433 | 17.8854 | 0 | 11.4253 | 7.6818
1995-06-01 | 158.198 | 62.9207 | 0 | 74.0321 | 84.76 | 3.7661 | 101.168 | 17.6902 | 0 | 8.8172 | 27.7591
1995-06-01 01:00 | 152.9325 | 59.9679 | 0.0019007 | 71.2977 | 84.76 | 3.7799 | 102.1249 | 17.632 | 0 | 10.1735 | 25.1818
1995-06-01 02:00 | 142.1393 | 56.0736 | 0.033481 | 74.242 | 84.76 | 3.1913 | 103.5615 | 17.653 | 0 | 11.4191 | 26.6278
1995-06-01 03:00 | 136.6352 | 56.4858 | 0.25174 | 72.0077 | 84.76 | 3.1909 | 102.0106 | 17.6201 | 0 | 12.3882 | 31.3541
1995-06-01 04:00 | 128.2995 | 56.1986 | 5.7427 | 66.5555 | 84.76 | 3.2159 | 102.527 | 17.6118 | 0 | 13.8792 | 17.9559
1995-06-01 05:00 | 123.7751 | 55.5514 | 39.1466 | 58.1484 | 84.76 | 3.2322 | 100.9934 | 17.6141 | 0 | 14.4299 | 7.4486
1995-06-01 06:00 | 118.3191 | 57.7106 | 103.8972 | 52.3281 | 84.76 | 3.2096 | 86.2677 | 17.6849 | 0 | 13.8128 | 4.6723
1995-06-01 07:00 | 107.4678 | 59.3541 | 204.57 | 54.8236 | 84.76 | 3.1884 | 81.3523 | 17.6515 | 0 | 14.0093 | 0.60655
1995-06-01 08:00 | 97.8232 | 57.6356 | 301.394 | 45.6488 | 84.76 | 3.2313 | 68.6533 | 17.6658 | 0 | 12.3885 | 5.4034
1995-06-01 09:00 | 98.3521 | 53.2712 | 375.7073 | 52.9303 | 63.6776 | 3.2481 | 62.2873 | 17.6893 | 0 | 11.0527 | 0
1995-06-01 10:00 | 91.6906 | 45.3153 | 428.2602 | 39.0271 | 66.4145 | 3.1112 | 65.5049 | 17.6567 | 0 | 10.9462 | 0.60945
1995-06-01 11:00 | 83.6666 | 48.1104 | 460.7373 | 49.8739 | 57.4174 | 3.1114 | 64.1191 | 17.6411 | 0 | 10.0237 | 0.006
1995-06-01 12:00 | 95.2585 | 51.9725 | 450.0962 | 50.3558 | 49.4246 | 3.0791 | 56.1309 | 17.6154 | 0 | 10.7241 | 0.15132
1995-06-01 13:00 | 103.6269 | 52.6934 | 423.2825 | 51.4449 | 45.5024 | 3.0568 | 57.5198 | 17.627 | 0 | 11.7446 | 0.006
1995-06-01 14:00 | 102.2539 | 57.0092 | 383.5678 | 51.391 | 56.5134 | 3.0568 | 64.2121 | 17.6554 | 0 | 12.207 | 0
1995-06-01 15:00 | 114.5362 | 63.0695 | 317.6757 | 42.583 | 70.6951 | 3.0345 | 77.5259 | 17.7086 | 0 | 10.6272 | 0.29797
1995-06-01 16:00 | 122.7594 | 66.0131 | 233.895 | 50.5479 | 84.76 | 3.4565 | 86.6059 | 17.7265 | 0 | 12.2674 | 2.837
1995-06-01 17:00 | 128.197 | 75.9542 | 137.3054 | 54.5685 | 84.76 | 3.0243 | 90.0025 | 17.7774 | 0 | 11.078 | 7.8038
1995-06-01 18:00 | 137.279 | 81.881 | 45.5055 | 69.6519 | 84.76 | 3.6324 | 102.1902 | 17.8366 | 0 | 9.6522 | 17.7842
1995-06-01 19:00 | 143.4542 | 81.4661 | 2.656 | 76.4764 | 84.76 | 3.6226 | 103.2816 | 17.8325 | 0 | 8.689 | 36.9351
1995-06-01 20:00 | 149.8351 | 76.5364 | 0.012674 | 81.8652 | 84.76 | 3.6026 | 104.924 | 17.8047 | 0 | 8.6895 | 31.1079
1995-06-01 21:00 | 153.8024 | 71.7058 | 0 | 82.4261 | 84.76 | 3.0094 | 117.2414 | 17.8022 | 0 | 8.545 | 17.1518
1995-06-01 22:00 | 151.9031 | 63.8522 | 0 | 76.4202 | 84.76 | 3.5006 | 104.5752 | 17.7834 | 0 | 8.4292 | 33.9388
1995-06-01 23:00 | 153.2405 | 56.5391 | 0 | 61.8395 | 84.76 | 3.2964 | 122.2808 | 17.7183 | 0 | 8.3859 | 11.3414
1995-06-02 | 150.6954 | 52.3854 | 9.8258e-05 | 79.3272 | 84.76 | 2.8136 | 109.9202 | 17.6375 | 0 | 2.5068 | 15.9597
1995-06-02 01:00 | 144.9721 | 49.628 | 0.0022293 | 83.3359 | 84.76 | 2.8133 | 103.3256 | 17.5365 | 0 | 2.5043 | 13.9567
1995-06-02 02:00 | 138.7933 | 48.1198 | 0.034711 | 82.836 | 84.76 | 2.8121 | 84.8203 | 17.5438 | 0 | 2.5043 | 20.7137
1995-06-02 03:00 | 131.4816 | 48.7245 | 0.27686 | 77.6418 | 84.76 | 2.8117 | 92.3252 | 17.5162 | 0 | 2.5067 | 16.1185
1995-06-02 04:00 | 125.1159 | 48.7885 | 7.4394 | 69.7216 | 84.76 | 2.832 | 89.6582 | 17.5104 | 0 | 2.5051 | 10.3164
1995-06-02 05:00 | 119.3216 | 45.336 | 48.8555 | 64.555 | 84.76 | 2.8314 | 72.5691 | 17.5341 | 0 | 2.5048 | 7.1933
1995-06-02 06:00 | 112.3571 | 43.5825 | 134.1596 | 51.0228 | 84.76 | 2.8532 | 67.8163 | 17.5501 | 0 | 2.4426 | 4.5266
1995-06-02 07:00 | 105.8829 | 41.6051 | 255.6553 | 46.8689 | 84.76 | 2.8737 | 53.3358 | 17.5636 | 0 | 1.2621 | 0
1995-06-02 08:00 | 102.5563 | 38.609 | 350.6791 | 41.5597 | 84.76 | 2.8526 | 50.9661 | 17.5886 | 0 | 0.66299 | 0
1995-06-02 09:00 | 96.4226 | 39.8151 | 426.4753 | 52.1029 | 64.6227 | 2.8526 | 49.3197 | 17.5946 | 0 | 0.66169 | 0
1995-06-02 10:00 | 82.4557 | 36.0532 | 461.9921 | 39.3556 | 60.2825 | 2.8905 | 53.5071 | 17.6074 | 0 | 0.66304 | 0
1995-06-02 11:00 | 85.9319 | 36.6422 | 476.9652 | 43.528 | 48.7278 | 2.8906 | 50.4642 | 17.6133 | 0 | 0.65805 | 0.042652
1995-06-02 12:00 | 87.024 | 39.2553 | 474.0115 | 47.7267 | 54.9683 | 2.8687 | 48.6043 | 17.6044 | 0 | 0.66127 | 0
1995-06-02 13:00 | 93.027 | 41.931 | 444.2079 | 51.8544 | 42.6875 | 2.8463 | 52.879 | 17.524 | 0 | 0.66222 | 0
1995-06-02 14:00 | 91.5749 | 45.0791 | 407.2265 | 53.6019 | 61.9405 | 2.8464 | 52.7156 | 17.503 | 0 | 0.6581 | 0.065372
1995-06-02 15:00 | 98.9437 | 49.3468 | 343.8538 | 40.9546 | 83.7074 | 2.8685 | 53.8773 | 17.5277 | 0 | 0.77019 | 1.3776
1995-06-02 16:00 | 108.1466 | 57.1008 | 252.7801 | 50.2975 | 77.1625 | 2.8683 | 55.9345 | 17.5041 | 0 | 0.83665 | 3.4512
1995-06-02 17:00 | 117.7517 | 64.8185 | 148.002 | 49.2655 | 84.76 | 2.8545 | 57.8353 | 17.5235 | 0 | 0.92536 | 4.9485
1995-06-02 18:00 | 123.2248 | 75.7421 | 52.0915 | 50.5606 | 84.76 | 2.8535 | 62.6153 | 17.6595 | 0 | 1.4268 | 20.6081
1995-06-02 19:00 | 124.5102 | 81.4933 | 3.7069 | 66.2502 | 84.76 | 2.8568 | 72.82 | 17.7252 | 0 | 2.5286 | 36.395
1995-06-02 20:00 | 126.1064 | 81.4335 | 0.0012003 | 66.507 | 84.76 | 2.8738 | 77.9921 | 17.7979 | 0 | 2.5288 | 31.4823
1995-06-02 21:00 | 123.7008 | 80.6589 | 0 | 65.6288 | 84.76 | 2.8705 | 80.2691 | 17.8533 | 0 | 2.529 | 33.4979
1995-06-02 22:00 | 117.7316 | 82.6964 | 0 | 58.7629 | 84.76 | 2.8714 | 77.267 | 17.8049 | 0 | 2.5267 | 38.6515
1995-06-02 23:00 | 121.063 | 85.0558 | 0 | 73.1802 | 84.76 | 2.8725 | 78.4037 | 17.7328 | 0 | 2.5033 | 14.5972
1995-06-03 | 124.0744 | 85.9086 | 0.0002574 | 66.4206 | 84.76 | 3.0624 | 56.6602 | 17.7016 | 0 | 5.0905 | 29.8628
1995-06-03 01:00 | 123.4232 | 85.3669 | 0.0028233 | 70.9391 | 84.76 | 3.0623 | 56.7976 | 17.6071 | 0 | 5.0905 | 20.4432
1995-06-03 02:00 | 122.0129 | 84.1088 | 0.042359 | 66.5415 | 83.66 | 3.0231 | 56.9269 | 17.5688 | 0 | 5.0905 | 22.5781
1995-06-03 03:00 | 118.0934 | 84.265 | 0.20653 | 64.0913 | 83.66 | 3.0225 | 56.6875 | 17.543 | 0 | 5.0905 | 25.1892
1995-06-03 04:00 | 111.4498 | 86.578 | 9.1342 | 59.3805 | 83.66 | 2.9996 | 56.1747 | 17.6078 | 0 | 5.0905 | 19.081
1995-06-03 05:00 | 100.0677 | 86.103 | 57.7543 | 50.6338 | 83.66 | 3.0376 | 47.6938 | 17.6725 | 0 | 1.4033 | 14.0631
1995-06-03 06:00 | 84.2756 | 87.031 | 158.361 | 46.9234 | 83.66 | 2.7236 | 36.5507 | 17.8255 | 0 | 1.2616 | 1.1152
1995-06-03 07:00 | 69.2363 | 87.5558 | 298.3432 | 47.6306 | 83.66 | 2.6275 | 26.3758 | 17.9879 | 0 | 0.46681 | 0
1995-06-03 08:00 | 59.7198 | 92.0307 | 417.7503 | 42.507 | 59.9385 | 2.6161 | 21.9132 | 17.9495 | 0 | 0.46169 | 0
1995-06-03 09:00 | 57.0248 | 95.8663 | 492.799 | 43.9866 | 32.054 | 2.6107 | 20.73 | 17.9672 | 0 | 0.46169 | 0
1995-06-03 10:00 | 52.4549 | 99.4615 | 523.4592 | 47.0571 | 32.054 | 2.6214 | 15.735 | 17.9447 | 0 | 0.46169 | 0.014371
1995-06-03 11:00 | 50.5744 | 103.6203 | 535.3363 | 40.955 | 32.054 | 2.6607 | 15.7657 | 17.9433 | 0 | 0.46169 | 0.15137
1995-06-03 12:00 | 61.3087 | 103.9043 | 518.3322 | 39.8484 | 32.054 | 2.6592 | 15.5977 | 17.8678 | 0 | 0.46169 | 0.48191
1995-06-03 13:00 | 60.5676 | 105.4247 | 490.7076 | 45.5739 | 32.054 | 2.7572 | 15.3933 | 17.884 | 0 | 0.61954 | 0
1995-06-03 14:00 | 64.801 | 115.9585 | 429.4383 | 46.3298 | 32.054 | 2.7595 | 21.5535 | 17.9608 | 0 | 0.71669 | 0
1995-06-03 15:00 | 66.7422 | 123.5046 | 355.8519 | 53.2881 | 32.054 | 2.6241 | 26.9444 | 18.0309 | 0 | 0.83182 | 0
1995-06-03 16:00 | 70.3831 | 125.3027 | 262.0914 | 43.7766 | 58.7889 | 2.6392 | 40.3499 | 18.046 | 0 | 1.1791 | 0.43891
1995-06-03 17:00 | 77.5543 | 129.6257 | 145.1132 | 55.2417 | 62.8041 | 2.639 | 59.485 | 18.0217 | 0 | 0.92413 | 0.50349
1995-06-03 18:00 | 83.022 | 129.9013 | 51.0485 | 54.8106 | 83.66 | 2.6228 | 64.3238 | 18.0724 | 0 | 0.92413 | 2.0859
1995-06-03 19:00 | 91.3429 | 128.0343 | 3.6384 | 66.1806 | 83.66 | 2.994 | 68.0007 | 18.0374 | 0 | 2.5241 | 10.3958
1995-06-03 20:00 | 102.2274 | 128.1204 | 0.015007 | 74.7259 | 83.66 | 2.9721 | 74.2004 | 18.1195 | 0 | 3.0049 | 5.3794
1995-06-03 21:00 | 107.3302 | 127.1942 | 0 | 75.7595 | 83.66 | 2.9704 | 74.7678 | 18.1112 | 0 | 1.5752 | 6.6531
1995-06-03 22:00 | 107.3391 | 121.9552 | 0 | 58.4788 | 83.66 | 2.9585 | 79.2794 | 17.9649 | 0 | 2.5241 | 12.9489
1995-06-03 23:00 | 105.9959 | 129.8253 | 0 | 68.0691 | 83.66 | 2.9804 | 74.0666 | 17.9276 | 0 | 2.5449 | 1.356
1995-06-04 | 105.3427 | 138.3206 | 1.5471e-05 | 73.1082 | 83.66 | 3.4616 | 92.5613 | 17.8376 | 0 | 6.5437 | 18.732
1995-06-04 01:00 | 104.7392 | 143.0158 | 0.0024785 | 73.0746 | 80.9563 | 3.5591 | 88.8589 | 17.7616 | 0 | 7.2072 | 14.5752
1995-06-04 02:00 | 102.3257 | 142.1754 | 0.039068 | 68.7609 | 83.66 | 3.5305 | 86.4393 | 17.7609 | 0 | 7.1885 | 15.138
1995-06-04 03:00 | 99.4759 | 136.1568 | 0.24071 | 67.1806 | 79.1491 | 3.5081 | 85.2055 | 17.7048 | 0 | 8.2551 | 19.9757
1995-06-04 04:00 | 93.6138 | 123.101 | 8.4428 | 68.301 | 83.66 | 3.5304 | 85.9023 | 17.7314 | 0 | 8.2551 | 17.3729
1995-06-04 05:00 | 86.0858 | 110.2217 | 51.0298 | 71.5008 | 73.7487 | 3.5279 | 82.8455 | 17.709 | 0 | 8.6123 | 23.0659
1995-06-04 06:00 | 80.8282 | 98.1072 | 135.4259 | 58.9769 | 83.66 | 3.5114 | 80.0672 | 17.9057 | 0 | 12.4726 | 18.2017
1995-06-04 07:00 | 69.3674 | 88.9623 | 253.5001 | 61.2273 | 74.0256 | 3.6133 | 68.6312 | 18.0588 | 0 | 7.1984 | 6.649
1995-06-04 08:00 | 59.4036 | 80.2966 | 364.5652 | 42.5178 | 83.66 | 3.6035 | 67.3532 | 18.141 | 0 | 12.6862 | 4.2978
1995-06-04 09:00 | 54.8234 | 72.0427 | 444.1247 | 51.619 | 83.66 | 3.589 | 64.6809 | 18.0996 | 0 | 7.1982 | 1.1778
1995-06-04 10:00 | 52.266 | 57.8419 | 482.7053 | 50.2467 | 83.66 | 3.5924 | 64.1395 | 18.0424 | 0 | 7.1982 | 0.24958
1995-06-04 11:00 | 55.8582 | 54.2267 | 494.7289 | 44.9581 | 83.66 | 3.5703 | 65.4817 | 18.0457 | 0 | 9.1911 | 0
1995-06-04 12:00 | 60.0643 | 53.7405 | 486.6438 | 55.6033 | 83.66 | 3.5292 | 64.1449 | 17.9692 | 0 | 13.3723 | 0.82532
1995-06-04 13:00 | 54.2707 | 50.7145 | 474.431 | 43.6963 | 83.66 | 3.49 | 67.5141 | 17.9554 | 0 | 13.3723 | 1.0386
1995-06-04 14:00 | 59.2908 | 49.1899 | 426.6037 | 39.7512 | 83.66 | 3.4917 | 63.7755 | 18.0066 | 0 | 13.3723 | 0.1481
1995-06-04 15:00 | 67.1804 | 48.1998 | 363.6747 | 55.9812 | 83.66 | 3.6294 | 63.16 | 18.0352 | 0 | 13.0025 | 0.52951
1995-06-04 16:00 | 73.3066 | 52.7101 | 271.94 | 48.026 | 83.66 | 3.6278 | 73.7492 | 18.0631 | 0 | 15.4687 | 1.7214
1995-06-04 17:00 | 78.2878 | 60.4234 | 155.3303 | 69.3551 | 83.66 | 3.4845 | 82.2943 | 18.0259 | 0 | 16.0792 | 15.0927
1995-06-04 18:00 | 84.868 | 68.7426 | 54.8425 | 79.078 | 83.4647 | 3.4777 | 87.3353 | 18.0813 | 0 | 14.2179 | 47.2294
1995-06-04 19:00 | 87.8894 | 68.3574 | 3.9399 | 87.6094 | 83.66 | 3.4653 | 83.9671 | 18.1041 | 0 | 12.477 | 69.4101
1995-06-04 20:00 | 92.536 | 65.6201 | 0.014656 | 97.2367 | 83.66 | 3.4769 | 83.533 | 18.1278 | 0 | 10.6476 | 63.3811
1995-06-04 21:00 | 95.2964 | 61.7804 | 0 | 108.0568 | 83.66 | 3.4554 | 82.5123 | 18.1258 | 0 | 10.6476 | 50.8547
1995-06-04 22:00 | 92.4107 | 55.8324 | 0 | 102.5992 | 83.66 | 3.448 | 80.175 | 18.0228 | 0 | 10.5176 | 48.5842
1995-06-04 23:00 | 91.138 | 50.9675 | 0 | 98.134 | 83.66 | 3.4493 | 81.0467 | 17.948 | 0 | 10.5176 | 34.2154
1995-06-05 | 94.1856 | 49.6903 | 3.7636e-05 | 85.3423 | 83.66 | 3.4481 | 92.0559 | 17.8069 | 0 | 11.0176 | 32.8515
1995-06-05 01:00 | 96.8315 | 48.5465 | 0.0020109 | 91.3911 | 83.66 | 3.4494 | 89.4479 | 17.7299 | 0 | 11.0176 | 13.439
1995-06-05 02:00 | 98.949 | 47.054 | 0.034567 | 84.9032 | 83.66 | 3.46 | 88.4749 | 17.7061 | 0 | 11.0176 | 9.4553
1995-06-05 03:00 | 99.7026 | 47.9307 | 0.25081 | 80.0621 | 83.66 | 3.4804 | 89.709 | 17.72 | 0 | 10.7626 | 9.8762
1995-06-05 04:00 | 96.9133 | 52.0308 | 9.6235 | 67.9469 | 83.2139 | 3.4562 | 93.4628 | 17.6988 | 0 | 11.0176 | 13.8705
1995-06-05 05:00 | 90.614 | 54.5795 | 55.5298 | 69.3884 | 83.2139 | 3.4562 | 81.5181 | 17.6904 | 0 | 10.9755 | 10.3613
1995-06-05 06:00 | 83.4583 | 54.8732 | 145.3225 | 62.6746 | 83.2139 | 3.437 | 77.4657 | 17.5967 | 0 | 10.8163 | 5.754
1995-06-05 07:00 | 76.4196 | 51.9472 | 268.8033 | 50.4421 | 83.2139 | 3.4461 | 74.7173 | 17.6579 | 0 | 11.2163 | 5.6338
1995-06-05 08:00 | 65.3941 | 49.4263 | 380.8463 | 50.5823 | 83.2139 | 3.4941 | 73.564 | 17.7022 | 0 | 11.2163 | 0
1995-06-05 09:00 | 57.404 | 54.1029 | 463.2569 | 49.813 | 82.1159 | 3.5048 | 73.0188 | 17.7683 | 0 | 11.216 | 0
1995-06-05 10:00 | 51.8141 | 68.2145 | 505.4827 | 41.3125 | 81.0234 | 3.4844 | 72.4749 | 17.7415 | 0 | 11.216 | 0
1995-06-05 11:00 | 57.3904 | 78.6108 | 517.4566 | 48.9728 | 81.0234 | 3.529 | 72.1659 | 17.7208 | 0 | 11.216 | 0
1995-06-05 12:00 | 64.1471 | 79.1721 | 512.4149 | 57.3508 | 79.9254 | 3.5246 | 73.3423 | 17.6764 | 0 | 11.216 | 0
1995-06-05 13:00 | 69.1203 | 76.6921 | 492.5736 | 45.6919 | 81.0254 | 3.5684 | 74.4004 | 17.6396 | 0 | 11.216 | 0.65408
1995-06-05 14:00 | 74.94 | 75.5922 | 446.1469 | 53.7079 | 81.0254 | 3.5708 | 75.4885 | 17.6292 | 0 | 11.216 | 0.010266
1995-06-05 15:00 | 94.6133 | 81.8431 | 366.7221 | 57.1553 | 81.0254 | 3.5702 | 76.5816 | 17.6916 | 0 | 11.216 | 0
1995-06-05 16:00 | 102.7361 | 91.5494 | 270.1421 | 57.1736 | 81.0254 | 3.5695 | 80.0412 | 17.6915 | 0 | 11.3752 | 0.0006201
1995-06-05 17:00 | 116.4882 | 102.8708 | 152.4349 | 70.5134 | 81.0254 | 3.7249 | 84.9096 | 17.7543 | 0 | 11.5909 | 9.2418
1995-06-05 18:00 | 125.4733 | 111.8117 | 53.4462 | 77.3867 | 81.0254 | 3.7211 | 95.9788 | 17.8186 | 0 | 11.7333 | 21.1934
1995-06-05 19:00 | 129.7291 | 111.1972 | 4.3567 | 80.3013 | 80.9438 | 3.0495 | 96.828 | 17.8372 | 0 | 10.4859 | 63.1831
1995-06-05 20:00 | 134.9768 | 106.8989 | 0.0095301 | 88.6631 | 78.8327 | 3.071 | 96.3169 | 17.8169 | 0 | 10.4859 | 36.6981
1995-06-05 21:00 | 135.4303 | 100.4689 | 0 | 77.8099 | 78.4705 | 3.0894 | 99.9581 | 17.7772 | 0 | 10.4311 | 28.4211
1995-06-05 22:00 | 130.2033 | 89.3847 | 0 | 76.8807 | 78.876 | 3.0832 | 97.3914 | 17.7932 | 0 | 10.155 | 35.0023
1995-06-05 23:00 | 129.3902 | 92.691 | 0 | 64.4358 | 79.6125 | 3.083 | 98.1889 | 17.7347 | 0 | 9.8562 | 34.856
1995-06-06 | 126.0501 | 96.3092 | 0 | 76.6526 | 78.2052 | 3.0827 | 91.6983 | 17.656 | 0 | 2.1956 | 18.5282
1995-06-06 01:00 | 122.771 | 94.5327 | 0.0019614 | 69.105 | 79.7259 | 3.0821 | 92.5639 | 17.6009 | 0 | 5.8742 | 16.7448
1995-06-06 02:00 | 119.5254 | 92.5641 | 0.032981 | 73.8302 | 81.0254 | 3.4074 | 93.2656 | 17.5876 | 0 | 2.1956 | 6.8251
1995-06-06 03:00 | 114.5806 | 90.1544 | 0.24281 | 75.3493 | 81.0254 | 3.7605 | 92.6072 | 17.575 | 0 | 2.6456 | 5.9204
1995-06-06 04:00 | 107.0255 | 85.6087 | 7.9567 | 66.0443 | 79.9274 | 3.7156 | 88.4445 | 17.5784 | 0 | 2.5956 | 4.4295
1995-06-06 05:00 | 98.469 | 77.8555 | 49.0453 | 66.0454 | 79.9274 | 3.5634 | 85.1768 | 17.5835 | 0 | 2.8506 | 0.46102
1995-06-06 06:00 | 88.3328 | 69.2516 | 136.0045 | 54.559 | 79.9274 | 3.6214 | 72.8864 | 17.6307 | 0 | 2.9761 | 0
1995-06-06 07:00 | 77.6992 | 60.1505 | 263.6222 | 50.8995 | 79.9274 | 3.6388 | 61.4135 | 17.6274 | 0 | 4.0897 | 0
1995-06-06 08:00 | 65.1063 | 50.608 | 379.7545 | 48.4626 | 74.797 | 3.6444 | 59.4238 | 17.5963 | 0 | 1.0444 | 0
1995-06-06 09:00 | 54.3135 | 46.3742 | 456.9395 | 41.7841 | 67.9664 | 3.6303 | 57.8452 | 17.5588 | 0 | 1.0444 | 0
1995-06-06 10:00 | 52.0198 | 48.2445 | 486.7737 | 56.0271 | 57.4424 | 3.6373 | 58.5697 | 17.5408 | 0 | 1.0444 | 0
1995-06-06 11:00 | 58.346 | 48.0934 | 502.0669 | 47.4358 | 59.4225 | 3.6381 | 58.4663 | 17.5494 | 0 | 1.0444 | 0
1995-06-06 12:00 | 61.1557 | 49.7906 | 502.3052 | 46.262 | 57.0499 | 3.6389 | 57.9342 | 17.5275 | 0 | 1.0444 | 0
1995-06-06 13:00 | 64.1702 | 50.4265 | 481.3226 | 39.542 | 55.1124 | 3.639 | 57.1838 | 17.5134 | 0 | 1.0444 | 0
1995-06-06 14:00 | 66.8108 | 50.1829 | 436.8544 | 42.7719 | 65.9145 | 3.6186 | 59.0092 | 17.5491 | 0 | 1.0444 | 0
1995-06-06 15:00 | 78.4863 | 51.2821 | 359.8763 | 53.114 | 57.1772 | 3.6226 | 62.6531 | 17.567 | 0 | 1.7444 | 1.4426
1995-06-06 16:00 | 83.545 | 51.6349 | 263.9931 | 58.7185 | 78.8294 | 3.6051 | 67.667 | 17.5441 | 0 | 2.6132 | 2.7943
1995-06-06 17:00 | 93.0796 | 58.3401 | 145.0644 | 61.7397 | 78.8294 | 3.5817 | 71.8526 | 17.5777 | 0 | 4.2792 | 9.1994
1995-06-06 18:00 | 96.107 | 69.1852 | 50.9747 | 74.763 | 78.8294 | 3.5795 | 90.8233 | 17.6474 | 0 | 6.5792 | 24.2168
1995-06-06 19:00 | 97.6239 | 75.1683 | 4.6771 | 87.1751 | 78.8294 | 3.5487 | 96.1795 | 17.7089 | 0 | 6.5792 | 26.5142
1995-06-06 20:00 | 102.2106 | 72.9021 | 0.012423 | 86.7596 | 78.8294 | 3.521 | 93.8226 | 17.7946 | 0 | 6.5792 | 41.725
1995-06-06 21:00 | 101.1694 | 67.874 | 0 | 93.8238 | 78.8294 | 3.5161 | 95.5407 | 17.8351 | 0 | 6.5792 | 23.8729
1995-06-06 22:00 | 91.9645 | 60.9698 | 0 | 101.9503 | 78.8294 | 3.5083 | 99.3264 | 17.7471 | 0 | 6.5792 | 16.1887
1995-06-06 23:00 | 88.2791 | 62.3909 | 0 | 91.2649 | 78.8294 | 3.4963 | 98.137 | 17.6649 | 0 | 6.5792 | 18.3716
1995-06-07 | 83.9567 | 64.5925 | 0.0003699 | 107.4158 | 78.8294 | 1.6718 | 36.9934 | 17.5941 | 0 | 0.39611 | 32.3684
1995-06-07 01:00 | 80.2724 | 71.9334 | 0.0035625 | 102.6785 | 78.8294 | 1.6832 | 28.9415 | 17.5795 | 0 | 0.39611 | 16.2066
1995-06-07 02:00 | 76.6674 | 81.0777 | 0.041445 | 89.9367 | 78.8294 | 1.6831 | 23.9378 | 17.5768 | 0 | 0.39611 | 24.4085
1995-06-07 03:00 | 73.4914 | 92.4485 | 0.28046 | 107.6362 | 78.8294 | 1.6828 | 20.6933 | 17.5708 | 0 | 0.20011 | 12.4717
1995-06-07 04:00 | 72.2867 | 99.6334 | 8.4248 | 97.9805 | 78.8294 | 1.671 | 19.2221 | 17.6027 | 0 | 0.20011 | 9.8993
1995-06-07 05:00 | 73.2497 | 109.7699 | 49.5763 | 86.379 | 78.8294 | 1.608 | 18.1145 | 17.6121 | 0 | 0.085096 | 3.8178
1995-06-07 06:00 | 73.428 | 109.3744 | 137.8899 | 71.4479 | 77.6549 | 1.6133 | 17.9178 | 17.731 | 0 | 0.016806 | 0
1995-06-07 07:00 | 69.7606 | 108.8949 | 254.6432 | 74.9345 | 42.551 | 1.6133 | 17.9266 | 17.8633 | 0 | 0.016806 | 0.052242
1995-06-07 08:00 | 68.4733 | 108.3457 | 355.4572 | 56.4502 | 31.6154 | 1.5728 | 17.1801 | 17.9896 | 0 | 0.016806 | 0.22433
1995-06-07 09:00 | 67.9943 | 114.8432 | 417.9856 | 53.1501 | 31.6154 | 1.5478 | 16.2002 | 17.968 | 0 | 0.016806 | 0.23653
1995-06-07 10:00 | 73.6068 | 119.5881 | 445.302 | 55.0017 | 31.6154 | 1.5486 | 16.5326 | 17.9242 | 0 | 0.016806 | 0.30119
1995-06-07 11:00 | 82.5922 | 119.9774 | 456.6401 | 52.7971 | 31.6154 | 1.5493 | 15.7977 | 17.8942 | 0 | 0.016806 | 0
1995-06-07 12:00 | 92.2724 | 126.0581 | 448.1095 | 47.8293 | 31.6154 | 1.5525 | 15.089 | 17.8785 | 0 | 0.016806 | 0.07
1995-06-07 13:00 | 100.3329 | 128.6424 | 430.4181 | 47.864 | 31.6154 | 1.5533 | 15.139 | 17.9288 | 0 | 0.016806 | 0.14888
1995-06-07 14:00 | 107.7789 | 133.2488 | 396.1351 | 52.7084 | 31.6154 | 1.5545 | 14.9283 | 17.7034 | 0 | 0.016806 | 0.099833
1995-06-07 15:00 | 133.6701 | 136.5861 | 327.3656 | 53.5715 | 31.6154 | 1.5557 | 15.0872 | 17.651 | 0 | 0.016806 | 0.092676
1995-06-07 16:00 | 138.2843 | 146.6909 | 244.5493 | 58.5325 | 31.6154 | 1.556 | 16.8436 | 17.8961 | 0 | 0.016806 | 3.7108
1995-06-07 17:00 | 150.0941 | 154.0721 | 134.0578 | 60.1598 | 35.8861 | 1.5564 | 17.9268 | 17.9703 | 0 | 0.12171 | 7.3742
1995-06-07 18:00 | 151.9908 | 167.2855 | 47.0862 | 65.3077 | 71.3345 | 1.5567 | 18.4307 | 17.9703 | 0 | 0.15862 | 26.2257
1995-06-07 19:00 | 155.571 | 179.0002 | 5.0222 | 63.6977 | 75.2624 | 1.5573 | 19.1902 | 17.971 | 0 | 0.15862 | 30.4634
1995-06-07 20:00 | 158.7941 | 195.4607 | 0.019216 | 67.2832 | 75.2624 | 1.5564 | 19.4015 | 17.9151 | 0 | 0.15862 | 31.1055
1995-06-07 21:00 | 156.438 | 211.5903 | 0 | 75.8003 | 75.2624 | 1.5571 | 15.3538 | 17.9118 | 0 | 0.15862 | 19.4411
1995-06-07 22:00 | 147.6824 | 216.983 | 0 | 64.754 | 75.2624 | 1.5496 | 13.9625 | 17.8071 | 0 | 0.15862 | 32.7934
1995-06-07 23:00 | 138.6346 | 222.5742 | 0 | 52.0498 | 75.2624 | 1.5616 | 14.5846 | 17.7049 | 0 | 0.15862 | 33.6436
1995-06-08 | 134.3488 | 219.6587 | 0.00054013 | 74.7214 | 75.2624 | 1.5621 | 19.9576 | 17.6293 | 0 | 0.15862 | 23.4141
1995-06-08 01:00 | 129.6272 | 221.9705 | 0.0048613 | 63.5963 | 75.2624 | 1.5623 | 19.0879 | 17.5651 | 0 | 0.15862 | 32.219
1995-06-08 02:00 | 126.057 | 228.4049 | 0.059182 | 68.8668 | 75.2624 | 1.5624 | 19.4085 | 17.5383 | 0 | 0.15862 | 22.9473
1995-06-08 03:00 | 120.8928 | 234.9922 | 0.34452 | 56.052 | 75.2624 | 1.5623 | 19.4035 | 17.4019 | 0 | 0.15862 | 9.4746
1995-06-08 04:00 | 115.6388 | 236.2259 | 9.6985 | 57.5641 | 75.2624 | 1.5618 | 19.5909 | 17.4758 | 0 | 0.15862 | 17.5704
1995-06-08 05:00 | 114.4629 | 233.9069 | 53.751 | 54.2622 | 75.2624 | 1.5616 | 18.3246 | 17.4162 | 0 | 0.14309 | 0
1995-06-08 06:00 | 104.8877 | 232.7181 | 154.4666 | 37.4473 | 72.4869 | 1.5615 | 17.3479 | 17.2756 | 0 | 0.016806 | 2.4062
1995-06-08 07:00 | 100.6459 | 224.6477 | 279.057 | 45.7893 | 39.0722 | 1.5616 | 17.0997 | 17.4751 | 0 | 0.016806 | 0
1995-06-08 08:00 | 97.7847 | 225.2877 | 371.6721 | 41.184 | 28.0484 | 1.6031 | 16.3365 | 17.5255 | 0 | 0.016806 | 0
1995-06-08 09:00 | 95.7924 | 209.8107 | 449.5733 | 39.5294 | 28.0484 | 1.6035 | 15.9441 | 17.3976 | 0 | 0.016806 | 0
1995-06-08 10:00 | 88.6629 | 196.4505 | 465.0029 | 35.1653 | 28.0484 | 1.6042 | 16.631 | 17.3485 | 0 | 0.016806 | 0
1995-06-08 11:00 | 92.0416 | 191.4267 | 478.6693 | 38.845 | 28.0484 | 1.6135 | 16.2006 | 17.3176 | 0 | 0.016806 | 0
1995-06-08 12:00 | 98.0509 | 188.8892 | 483.8992 | 42.0292 | 28.0484 | 1.6139 | 15.7152 | 17.2527 | 0 | 0.016806 | 0.26146
1995-06-08 13:00 | 109.4019 | 197.7303 | 451.0318 | 34.4998 | 28.0484 | 1.614 | 15.519 | 17.2608 | 0 | 0.016806 | 0
1995-06-08 14:00 | 129.089 | 196.2245 | 401.7854 | 37.6109 | 28.0484 | 1.6142 | 16.381 | 17.348 | 0 | 0.016806 | 0.006
1995-06-08 15:00 | 139.6233 | 207.6187 | 339.552 | 42.0292 | 28.0484 | 1.6143 | 17.8334 | 17.3743 | 0 | 0.016806 | 0
1995-06-08 16:00 | 145.3717 | 213.1488 | 248.5873 | 45.6652 | 28.0484 | 1.614 | 18.0199 | 17.3899 | 0 | 0.1083 | 0.49404
1995-06-08 17:00 | 143.0939 | 219.4344 | 140.1469 | 44.1329 | 43.4751 | 1.6237 | 19.0916 | 17.5174 | 0 | 0.12967 | 2.2267
1995-06-08 18:00 | 144.7386 | 220.9484 | 51.6828 | 55.6157 | 76.4525 | 1.6238 | 20.9201 | 17.7468 | 0 | 0.14309 | 11.314
1995-06-08 19:00 | 145.0372 | 217.6605 | 5.6045 | 59.8476 | 78.2672 | 1.6239 | 21.7631 | 17.7917 | 0 | 0.14309 | 33.5412
1995-06-08 20:00 | 145.8606 | 216.0359 | 0.01136 | 59.7948 | 78.8294 | 1.6181 | 20.1556 | 17.8145 | 0 | 0.14309 | 40.8768
1995-06-08 21:00 | 146.9825 | 212.9833 | 0 | 72.944 | 75.2624 | 1.6149 | 20.3509 | 17.7928 | 0 | 0.14309 | 27.3984
1995-06-08 22:00 | 149.053 | 202.4731 | 0 | 68.2007 | 76.5557 | 1.5869 | 21.2279 | 17.7012 | 0 | 0.14309 | 31.3976
1995-06-08 23:00 | 149.6305 | 201.3103 | 0 | 49.2101 | 77.3868 | 1.5869 | 20.2706 | 17.6201 | 0 | 0.14309 | 29.445
1995-06-09 | 149.4629 | 198.424 | 0 | 52.0014 | 78.8294 | 1.8168 | 26.0056 | 17.6587 | 0 | 0.27222 | 44.3374
1995-06-09 01:00 | 151.3841 | 194.8504 | 0.0021439 | 53.2952 | 78.8294 | 1.7999 | 26.8275 | 17.4722 | 0 | 0.27222 | 21.2131
1995-06-09 02:00 | 150.3997 | 189.6946 | 0.053645 | 62.2425 | 78.8294 | 1.7998 | 24.3461 | 17.5692 | 0 | 0.27222 | 23.8257
1995-06-09 03:00 | 148.2122 | 185.0737 | 0.3254 | 49.5267 | 78.8294 | 1.7995 | 23.9774 | 17.5687 | 0 | 0.27222 | 28.2473
1995-06-09 04:00 | 143.034 | 181.1062 | 8.7079 | 52.1275 | 78.8294 | 1.8349 | 25.0063 | 17.5864 | 0 | 0.27222 | 9.203
1995-06-09 05:00 | 133.6738 | 171.881 | 51.1598 | 41.3714 | 78.8294 | 1.8344 | 19.7856 | 17.4808 | 0 | 0.26498 | 5.3061
1995-06-09 06:00 | 128.0183 | 164.6663 | 141.3674 | 40.6853 | 78.8294 | 1.7081 | 18.7012 | 17.5973 | 0 | 0.13482 | 0.06701
1995-06-09 07:00 | 127.0595 | 152.1771 | 251.6676 | 39.0293 | 78.8294 | 1.7208 | 17.7212 | 17.7196 | 0 | 0.13482 | 0.0024541
1995-06-09 08:00 | 120.5186 | 139.4293 | 347.2926 | 28.266 | 75.8503 | 1.7406 | 16.9369 | 17.9177 | 0 | 0.016806 | 0
1995-06-09 09:00 | 123.2173 | 125.4998 | 408.2498 | 43.7416 | 31.6154 | 1.7406 | 16.2093 | 17.8628 | 0 | 0.016806 | 2.8705
1995-06-09 10:00 | 109.0741 | 112.0647 | 439.8856 | 33.0705 | 51.0487 | 1.7408 | 16.1049 | 17.8083 | 0 | 0.016806 | 0.049335
1995-06-09 11:00 | 118.6368 | 104.8471 | 450.3261 | 42.0781 | 31.6154 | 1.7523 | 16.9901 | 17.706 | 0 | 0.016806 | 0
1995-06-09 12:00 | 124.123 | 104.2698 | 454.0545 | 32.1073 | 47.6794 | 1.7525 | 16.2217 | 17.7655 | 0 | 0.016806 | 0
1995-06-09 13:00 | 135.2563 | 106.6364 | 434.3288 | 37.3288 | 31.6154 | 1.73 | 15.4906 | 17.7711 | 0 | 0.016806 | 0
1995-06-09 14:00 | 139.8661 | 107.0869 | 394.6061 | 31.0124 | 54.3041 | 1.995 | 16.4605 | 17.7926 | 0 | 0.016806 | 0
1995-06-09 15:00 | 142.9331 | 109.881 | 330.0624 | 32.3318 | 61.2572 | 1.9859 | 17.2615 | 17.8317 | 0 | 0.016806 | 1.9962
1995-06-09 16:00 | 143.1436 | 116.1768 | 241.0749 | 43.081 | 64.0903 | 2.0054 | 23.3999 | 17.8487 | 0 | 0.17691 | 0.63824
1995-06-09 17:00 | 147.9298 | 126.1129 | 139.5934 | 32.978 | 76.7934 | 2.0053 | 23.7502 | 17.7655 | 0 | 0.24361 | 6.3907
1995-06-09 18:00 | 153.5878 | 132.2518 | 54.5998 | 40.8955 | 75.6086 | 2.0085 | 26.5661 | 17.8281 | 0 | 0.27222 | 18.4779
1995-06-09 19:00 | 158.8533 | 141.0126 | 5.9938 | 40.8007 | 74.7911 | 2.0145 | 24.642 | 17.9556 | 0 | 0.27222 | 34.4577
1995-06-09 20:00 | 163.4978 | 142.2303 | 0.0055249 | 46.2757 | 74.0766 | 2.0145 | 25.6895 | 17.8502 | 0 | 0.27222 | 33.7486
1995-06-09 21:00 | 161.4329 | 145.0372 | 0 | 50.7947 | 73.9458 | 2.03 | 25.6675 | 17.9107 | 0 | 0.27222 | 29.6006
1995-06-09 22:00 | 162.5856 | 139.4739 | 0 | 59.5745 | 74.1837 | 2.0302 | 24.9215 | 17.821 | 0 | 0.27222 | 16.7927
1995-06-09 23:00 | 160.1748 | 133.8133 | 0 | 47.9229 | 74.6175 | 2.0301 | 24.3013 | 17.6763 | 0 | 0.25141 | 20.5861
1995-06-10 | 155.2837 | 129.866 | 0 | 59.1292 | 76.5145 | 2.034 | 32.3209 | 17.525 | 0 | 0.75141 | 57.0878
1995-06-10 01:00 | 147.1283 | 133.6461 | 0.0031913 | 59.269 | 78.3515 | 2.067 | 32.2149 | 17.5534 | 0 | 0.34376 | 46.321
1995-06-10 02:00 | 139.275 | 137.1079 | 0.044706 | 55.7303 | 79.9294 | 2.067 | 33.154 | 17.4539 | 0 | 0.75141 | 31.5318
1995-06-10 03:00 | 129.713 | 137.8626 | 0.23603 | 57.2168 | 79.9294 | 2.5594 | 33.3813 | 17.5413 | 0 | 1.2014 | 34.5277
1995-06-10 04:00 | 118.4374 | 131.8653 | 10.3125 | 44.0296 | 79.9294 | 2.5796 | 31.9506 | 17.4706 | 0 | 0.70141 | 20.5252
1995-06-10 05:00 | 109.0373 | 123.288 | 55.6561 | 47.8721 | 79.9294 | 2.5787 | 30.0172 | 17.4906 | 0 | 0.67441 | 1.626
1995-06-10 06:00 | 100.5466 | 118.8056 | 143.9619 | 42.3639 | 79.9294 | 2.3701 | 19.9473 | 17.6093 | 0 | 0.63231 | 0
1995-06-10 07:00 | 94.7883 | 116.1534 | 254.8643 | 41.5118 | 79.9294 | 2.3693 | 18.4774 | 17.7218 | 0 | 0.63711 | 0.006
1995-06-10 08:00 | 82.0333 | 112.9706 | 355.6534 | 35.0788 | 79.3476 | 2.3699 | 17.756 | 17.8115 | 0 | 0.63711 | 0.006
1995-06-10 09:00 | 82.581 | 103.0543 | 434.5836 | 32.7451 | 66.7919 | 2.3702 | 17.6061 | 17.8651 | 0 | 0.63711 | 0.006
1995-06-10 10:00 | 64.9198 | 89.1087 | 476.5297 | 37.5107 | 53.0332 | 2.3513 | 16.7915 | 17.8227 | 0 | 0.63711 | 0.13638
1995-06-10 11:00 | 76.8621 | 83.1689 | 487.0601 | 48.6269 | 40.4075 | 2.3857 | 16.6771 | 17.7104 | 0 | 0.63711 | 0.006
1995-06-10 12:00 | 80.8638 | 81.5295 | 488.0365 | 32.0811 | 60.6156 | 2.3864 | 16.4357 | 17.6217 | 0 | 0.63711 | 0.006
1995-06-10 13:00 | 93.2135 | 79.7099 | 464.3763 | 33.854 | 65.5405 | 2.3976 | 17.0231 | 17.6138 | 0 | 0.63711 | 0
1995-06-10 14:00 | 95.4131 | 80.0632 | 423.0787 | 43.687 | 48.8622 | 2.3978 | 17.0086 | 17.7724 | 0 | 0.63711 | 0
1995-06-10 15:00 | 99.04 | 85.4211 | 353.3474 | 34.64 | 78.8314 | 2.3976 | 17.7569 | 17.7301 | 0 | 0.63711 | 0
1995-06-10 16:00 | 102.4139 | 85.5926 | 264.8471 | 41.8551 | 78.8314 | 2.8346 | 30.9662 | 17.8007 | 0 | 0.67921 | 0
1995-06-10 17:00 | 107.9371 | 81.6518 | 157.877 | 45.7323 | 78.8314 | 2.8327 | 34.1833 | 17.7058 | 0 | 0.96622 | 1.168
1995-06-10 18:00 | 102.5599 | 83.0229 | 59.7976 | 57.1475 | 78.8314 | 2.8326 | 66.6395 | 17.8838 | 0 | 1.4662 | 10.7357
1995-06-10 19:00 | 103.7087 | 83.6829 | 5.8957 | 65.1721 | 78.8314 | 2.8327 | 75.9469 | 17.9172 | 0 | 2.5662 | 19.0821
1995-06-10 20:00 | 108.0625 | 81.0474 | 0.0089977 | 64.4274 | 78.8314 | 2.8387 | 81.6306 | 17.9617 | 0 | 2.5662 | 16.7724
1995-06-10 21:00 | 109.1082 | 78.5737 | 0 | 65.9447 | 78.8314 | 2.8627 | 87.6708 | 17.9176 | 0 | 2.5662 | 16.8295
1995-06-10 22:00 | 105.378 | 70.2258 | 0 | 71.3817 | 78.8314 | 2.8631 | 77.5754 | 17.7382 | 0 | 2.5662 | 9.6019
1995-06-10 23:00 | 101.3914 | 67.7627 | 0 | 64.0446 | 78.8314 | 2.8631 | 79.4292 | 17.7328 | 0 | 2.587 | 8.3295
1995-06-11 | 102.6522 | 66.3819 | 0.0006006 | 91.1347 | 78.8314 | 3.2067 | 97.7106 | 17.6842 | 0 | 2.842 | 22.6768
1995-06-11 01:00 | 104.5684 | 69.1347 | 0.005073 | 87.8026 | 78.8314 | 3.0451 | 95.9934 | 17.632 | 0 | 2.842 | 11.9194
1995-06-11 02:00 | 105.2994 | 69.141 | 0.034494 | 70.5501 | 78.8314 | 3.0449 | 93.8806 | 17.6225 | 0 | 2.842 | 26.2139
1995-06-11 03:00 | 104.1337 | 67.0432 | 0.29579 | 75.0505 | 78.8314 | 3.0445 | 94.1748 | 17.6161 | 0 | 2.842 | 17.8883
1995-06-11 04:00 | 100.5668 | 66.6209 | 9.1135 | 70.8851 | 78.8314 | 3.0216 | 94.4061 | 17.5962 | 0 | 2.842 | 25.9634
1995-06-11 05:00 | 96.4096 | 66.3082 | 51.1845 | 69.7836 | 78.8314 | 3.0191 | 88.8753 | 17.6184 | 0 | 2.842 | 13.932
1995-06-11 06:00 | 89.7517 | 64.2288 | 134.1393 | 65.5565 | 78.8314 | 3.036 | 77.6426 | 17.7598 | 0 | 2.842 | 7.3637
1995-06-11 07:00 | 88.3507 | 60.9018 | 239.7372 | 48.124 | 78.8314 | 3.0364 | 65.6293 | 17.9074 | 0 | 1.7614 | 0
1995-06-11 08:00 | 88.2584 | 57.521 | 332.6076 | 40.9638 | 78.8314 | 3.0584 | 61.2676 | 18.0098 | 0 | 1.2417 | 0
1995-06-11 09:00 | 83.6062 | 52.3093 | 415.5989 | 39.3297 | 78.8314 | 3.0366 | 60.9647 | 17.9546 | 0 | 1.2417 | 0
1995-06-11 10:00 | 76.7197 | 43.2406 | 455.2756 | 41.7336 | 78.8314 | 3.0558 | 60.2442 | 17.9306 | 0 | 1.2417 | 0
1995-06-11 11:00 | 78.8436 | 43.9577 | 467.8711 | 42.5504 | 78.8314 | 3.0665 | 60.0318 | 17.9051 | 0 | 1.2417 | 0.016
1995-06-11 12:00 | 81.4667 | 46.0793 | 461.7589 | 45.9451 | 78.8314 | 3.0677 | 60.3285 | 17.8118 | 0 | 1.2417 | 0
1995-06-11 13:00 | 83.9364 | 53.5381 | 436.9655 | 44.4313 | 78.8314 | 3.047 | 59.847 | 17.8019 | 0 | 1.2417 | 0
1995-06-11 14:00 | 88.2993 | 57.6767 | 390.2675 | 49.4253 | 78.8314 | 2.8874 | 59.5434 | 17.84 | 0 | 1.2417 | 0
1995-06-11 15:00 | 91.6255 | 61.7906 | 329.9588 | 42.745 | 78.8314 | 2.8876 | 61.0728 | 17.8603 | 0 | 1.2417 | 0
1995-06-11 16:00 | 97.4624 | 67.0782 | 238.6736 | 50.8135 | 78.8314 | 2.9034 | 65.9664 | 17.8539 | 0 | 1.242 | 0
1995-06-11 17:00 | 101.1642 | 77.2164 | 137.7316 | 65.6205 | 78.8314 | 2.9032 | 83.8657 | 17.8714 | 0 | 1.242 | 11.0536
1995-06-11 18:00 | 97.1013 | 91.9853 | 55.055 | 83.3363 | 78.8314 | 2.9044 | 89.5631 | 17.8991 | 0 | 2.842 | 29.5306
1995-06-11 19:00 | 92.1507 | 105.5858 | 5.8757 | 88.4994 | 78.8314 | 2.904 | 89.8008 | 17.9068 | 0 | 2.842 | 56.201
1995-06-11 20:00 | 89.7728 | 112.1672 | 0.02314 | 101.3374 | 78.8314 | 2.8962 | 89.4113 | 17.9264 | 0 | 2.842 | 47.2221
1995-06-11 21:00 | 85.3673 | 111.8491 | 4.2497e-05 | 95.613 | 78.8314 | 2.8957 | 88.8019 | 17.8759 | 0 | 2.842 | 39.299
1995-06-11 22:00 | 71.7823 | 93.1119 | 0 | 113.5681 | 78.8314 | 2.8576 | 88.0472 | 17.8018 | 0 | 2.842 | 38.8044
1995-06-11 23:00 | 71.1591 | 99.6704 | 0 | 100.1496 | 77.7389 | 2.8406 | 89.3396 | 17.6931 | 0 | 2.842 | 17.603
1995-06-12 | 68.7948 | 108.5865 | 0.00065228 | 98.2075 | 77.7389 | 2.8191 | 104.8636 | 17.5465 | 0 | 2.842 | 15.4236
1995-06-12 01:00 | 64.8127 | 114.2355 | 0.0046295 | 103.6904 | 77.7389 | 2.9566 | 105.2626 | 17.468 | 0 | 2.842 | 12.8296
1995-06-12 02:00 | 62.4435 | 119.5938 | 0.04067 | 96.9674 | 77.7389 | 2.9567 | 105.8874 | 17.4752 | 0 | 2.842 | 6.7254
1995-06-12 03:00 | 60.9616 | 121.3958 | 0.24931 | 93.0677 | 77.7389 | 2.9391 | 105.4823 | 17.4571 | 0 | 2.842 | 3.8804
1995-06-12 04:00 | 59.9772 | 118.8492 | 9.3517 | 103.678 | 78.1849 | 2.8025 | 97.5333 | 17.4351 | 0 | 2.842 | 2.5557
1995-06-12 05:00 | 58.9648 | 114.0289 | 51.1506 | 87.4882 | 78.1849 | 2.8013 | 100.2139 | 17.4269 | 0 | 2.842 | 1.2581
1995-06-12 06:00 | 53.6578 | 112.2486 | 130.7682 | 83.29 | 78.1849 | 2.8014 | 78.567 | 17.5011 | 0 | 2.842 | 9.6984
1995-06-12 07:00 | 48.8211 | 108.8249 | 247.2483 | 53.2351 | 78.1849 | 2.8017 | 75.8828 | 17.5136 | 0 | 2.842 | 2.0711
1995-06-12 08:00 | 44.6414 | 102.144 | 357.1235 | 47.2713 | 78.1849 | 2.8022 | 73.5564 | 17.503 | 0 | 1.742 | 0.35874
1995-06-12 09:00 | 45.9248 | 92.3639 | 437.5419 | 45.3495 | 79.2829 | 2.8249 | 73.9175 | 17.4905 | 0 | 1.7417 | 0
1995-06-12 10:00 | 38.7289 | 71.3593 | 489.2126 | 58.8674 | 80.3755 | 2.8347 | 73.0658 | 17.414 | 0 | 1.7417 | 0
1995-06-12 11:00 | 46.2295 | 68.4774 | 510.9499 | 64.8484 | 79.2775 | 2.8556 | 72.5523 | 17.4116 | 0 | 1.7417 | 0.033835
1995-06-12 12:00 | 52.9473 | 65.8579 | 507.4223 | 57.0345 | 80.3755 | 2.813 | 71.5447 | 17.374 | 0 | 1.7417 | 0.15253
1995-06-12 13:00 | 58.8105 | 63.804 | 478.5549 | 70.5225 | 80.3755 | 2.8282 | 71.7466 | 17.3435 | 0 | 1.7417 | 0.13297
1995-06-12 14:00 | 63.303 | 62.6043 | 430.1434 | 71.5088 | 80.3755 | 2.9858 | 72.1994 | 17.362 | 0 | 1.7417 | 0.41631
1995-06-12 15:00 | 85.3814 | 63.6737 | 350.2828 | 72.9048 | 80.3755 | 2.9627 | 73.3603 | 17.3713 | 0 | 1.7417 | 2.6203
1995-06-12 16:00 | 94.3797 | 67.1463 | 263.2943 | 79.9844 | 80.3755 | 2.949 | 76.0009 | 17.4328 | 0 | 1.742 | 14.0323
1995-06-12 17:00 | 104.2066 | 73.9801 | 156.1865 | 83.6449 | 80.3755 | 2.9319 | 84.1608 | 17.4759 | 0 | 1.742 | 23.981
1995-06-12 18:00 | 106.6477 | 78.352 | 59.5007 | 86.7053 | 80.3755 | 2.9319 | 92.0811 | 17.5866 | 0 | 2.842 | 39.2329
1995-06-12 19:00 | 107.8028 | 85.3232 | 5.9514 | 106.9854 | 80.3755 | 2.9334 | 99.7943 | 17.6357 | 0 | 2.842 | 47.6688
1995-06-12 20:00 | 110.9872 | 91.8803 | 0.023671 | 97.7454 | 80.3755 | 2.9594 | 109.084 | 17.6411 | 0 | 2.842 | 31.7306
1995-06-12 21:00 | 108.0369 | 89.3854 | 4.3032e-05 | 100.1014 | 80.3755 | 2.8869 | 110.0322 | 17.5466 | 0 | 2.842 | 24.339
1995-06-12 22:00 | 99.1531 | 68.5061 | 0 | 108.4393 | 80.3755 | 2.8938 | 115.4736 | 17.4907 | 0 | 2.842 | 28.4637
1995-06-12 23:00 | 94.5582 | 61.8093 | 0 | 101.0037 | 80.3755 | 2.8878 | 116.5112 | 17.4718 | 0 | 2.842 | 28.9183
1995-06-13 | 90.3315 | 58.1575 | 0.00038166 | 113.2782 | 80.3755 | 2.9093 | 74.2119 | 17.3719 | 0 | 1.742 | 22.1704
1995-06-13 01:00 | 88.197 | 58.2355 | 0.002703 | 103.3311 | 80.3755 | 2.9093 | 74.4031 | 17.2896 | 0 | 1.742 | 9.1895
1995-06-13 02:00 | 87.5191 | 60.1194 | 0.041204 | 94.599 | 80.3755 | 2.9092 | 74.5895 | 17.2445 | 0 | 1.5111 | 3.4233
1995-06-13 03:00 | 88.5416 | 65.8451 | 0.25287 | 89.2749 | 79.2775 | 2.9138 | 72.1859 | 17.2616 | 0 | 1.742 | 8.5609
1995-06-13 04:00 | 88.1026 | 72.5013 | 8.4688 | 92.8181 | 80.3755 | 3.072 | 71.2089 | 17.3208 | 0 | 1.742 | 0.88631
1995-06-13 05:00 | 82.35 | 79.6318 | 51.6765 | 84.9427 | 80.3755 | 3.0809 | 59.2298 | 17.3411 | 0 | 1.7016 | 0
1995-06-13 06:00 | 71.8463 | 87.2935 | 141.248 | 62.1539 | 80.3755 | 3.0796 | 40.4385 | 17.3551 | 0 | 1.6999 | 0
1995-06-13 07:00 | 66.1965 | 93.0154 | 261.44 | 54.2909 | 80.3755 | 3.079 | 39.7229 | 17.309 | 0 | 1.6025 | 0.17663
1995-06-13 08:00 | 63.6932 | 93.5559 | 362.2857 | 45.793 | 80.252 | 3.0901 | 37.7524 | 17.2441 | 0 | 1.1025 | 0
1995-06-13 09:00 | 63.3026 | 91.8549 | 428.3366 | 43.7708 | 73.0442 | 3.0903 | 30.6943 | 17.2716 | 0 | 1.1025 | 0
1995-06-13 10:00 | 52.8386 | 90.8898 | 478.6549 | 38.8899 | 74.9158 | 3.0907 | 23.0248 | 17.2574 | 0 | 1.1025 | 0
1995-06-13 11:00 | 58.1001 | 96.7247 | 500.8953 | 43.1211 | 77.5863 | 3.1393 | 22.7724 | 17.2479 | 0 | 0.65151 | 0
1995-06-13 12:00 | 66.2566 | 106.4285 | 495.9067 | 50.7798 | 66.4193 | 3.1402 | 22.4414 | 17.2581 | 0 | 0.65151 | 0
1995-06-13 13:00 | 71.9235 | 111.8242 | 483.2086 | 36.0202 | 78.901 | 3.0983 | 22.394 | 17.2502 | 0 | 0.65151 | 0
1995-06-13 14:00 | 77.4077 | 117.3254 | 438.7319 | 40.0759 | 78.2428 | 3.0816 | 24.6506 | 17.2541 | 0 | 0.65151 | 0
1995-06-13 15:00 | 88.6573 | 125.4298 | 365.1887 | 43.6681 | 81.4735 | 3.1022 | 26.7513 | 17.2809 | 0 | 0.65151 | 0.07
1995-06-13 16:00 | 99.4929 | 135.3491 | 270.0107 | 46.7032 | 81.4735 | 3.0629 | 31.9891 | 17.359 | 0 | 0.65151 | 0
1995-06-13 17:00 | 112.406 | 144.6021 | 157.6357 | 48.1137 | 80.3755 | 3.0652 | 35.0443 | 17.4071 | 0 | 0.67261 | 0
1995-06-13 18:00 | 115.4489 | 149.4958 | 60.2247 | 61.7158 | 79.2775 | 3.087 | 63.0775 | 17.4851 | 0 | 1.742 | 11.6395
1995-06-13 19:00 | 117.3527 | 150.3458 | 5.8681 | 87.5256 | 79.2775 | 3.0675 | 72.7893 | 17.5985 | 0 | 1.742 | 24.3473
1995-06-13 20:00 | 119.5219 | 154.152 | 0.020426 | 85.8285 | 79.2775 | 3.0678 | 74.9274 | 17.6954 | 0 | 1.742 | 31.4124
1995-06-13 21:00 | 114.7037 | 157.699 | 2.4588e-05 | 76.7748 | 79.2775 | 3.1628 | 71.6933 | 17.6802 | 0 | 1.742 | 27.5907
1995-06-13 22:00 | 107.895 | 148.5973 | 0 | 87.4634 | 79.2775 | 3.1851 | 69.3932 | 17.6509 | 0 | 1.487 | 40.086
1995-06-13 23:00 | 102.4472 | 150.9665 | 0 | 80.4024 | 79.2775 | 3.1622 | 74.2994 | 17.5545 | 0 | 1.6152 | 18.5841
1995-06-14 | 99.8826 | 155.5453 | 0.00067645 | 90.7369 | 79.2775 | 3.1626 | 66.6798 | 17.4791 | 0 | 1.742 | 43.8412
1995-06-14 01:00 | 97.3631 | 157.9731 | 0.0038968 | 92.4767 | 79.2775 | 3.1507 | 66.7567 | 17.4506 | 0 | 1.742 | 23.8171
1995-06-14 02:00 | 95.8359 | 161.3835 | 0.052665 | 77.2423 | 79.2775 | 3.1338 | 61.9379 | 17.4412 | 0 | 1.742 | 38.3939
1995-06-14 03:00 | 92.1152 | 165.0777 | 0.26207 | 75.4428 | 79.2775 | 3.1445 | 61.392 | 17.4623 | 0 | 1.742 | 13.5718
1995-06-14 04:00 | 90.0313 | 167.7824 | 9.1332 | 79.9167 | 79.2775 | 3.1416 | 53.4072 | 17.4942 | 0 | 1.742 | 5.143
1995-06-14 05:00 | 91.9227 | 172.2262 | 51.2866 | 68.2699 | 79.2775 | 3.0762 | 38.9599 | 17.5315 | 0 | 1.6999 | 0.89212
1995-06-14 06:00 | 89.1522 | 171.3551 | 136.1167 | 52.8062 | 79.2775 | 3.0196 | 28.6531 | 17.6002 | 0 | 1.1515 | 0
1995-06-14 07:00 | 84.361 | 166.2461 | 253.9973 | 52.8062 | 79.2775 | 3.019 | 28.136 | 17.7528 | 0 | 1.1515 | 0
1995-06-14 08:00 | 82.8463 | 158.5028 | 359.0653 | 44.9075 | 78.1795 | 2.7036 | 28.6864 | 17.813 | 0 | 0.65151 | 0
1995-06-14 09:00 | 79.0406 | 151.9342 | 432.0097 | 36.9687 | 78.1795 | 2.704 | 28.5974 | 17.8645 | 0 | 0.65151 | 0
1995-06-14 10:00 | 72.2953 | 140.335 | 465.7302 | 43.706 | 78.1795 | 3.0329 | 28.4417 | 17.8489 | 0 | 0.65151 | 0
1995-06-14 11:00 | 78.7743 | 133.9397 | 484.0288 | 41.0251 | 77.0815 | 2.7235 | 28.2972 | 17.7976 | 0 | 0.65151 | 0
1995-06-14 12:00 | 83.9868 | 126.5795 | 483.768 | 40.2319 | 77.0815 | 2.5676 | 27.7026 | 17.7837 | 0 | 0.65151 | 0
1995-06-14 13:00 | 88.0958 | 122.9976 | 461.5719 | 37.0757 | 77.0815 | 2.6088 | 27.1878 | 17.8 | 0 | 0.84795 | 0
1995-06-14 14:00 | 99.6498 | 118.395 | 413.9609 | 43.981 | 77.0815 | 2.9238 | 26.78 | 17.8705 | 0 | 0.90651 | 0.19284
1995-06-14 15:00 | 105.6568 | 119.4384 | 353.1707 | 45.1236 | 77.0815 | 2.9238 | 27.1014 | 17.8611 | 0 | 0.90651 | 0
1995-06-14 16:00 | 111.0054 | 124.5208 | 265.4152 | 49.9874 | 77.0815 | 2.9236 | 39.2719 | 17.8451 | 0 | 1.242 | 0
1995-06-14 17:00 | 122.5711 | 129.8431 | 150.76 | 54.9464 | 77.0815 | 2.905 | 40.4356 | 17.842 | 0 | 1.742 | 5.079
1995-06-14 18:00 | 125.551 | 130.3585 | 55.4056 | 63.1258 | 77.0815 | 2.9218 | 46.5135 | 17.884 | 0 | 1.742 | 21.4587
1995-06-14 19:00 | 131.3951 | 131.642 | 5.0304 | 77.7598 | 77.0815 | 2.8119 | 76.013 | 17.9273 | 0 | 1.742 | 19.1152
1995-06-14 20:00 | 134.5204 | 129.2108 | 0.021636 | 73.4379 | 77.0815 | 2.8332 | 72.5321 | 17.8918 | 0 | 1.742 | 35.9767
1995-06-14 21:00 | 132.9235 | 124.6475 | 0 | 84.195 | 77.0815 | 2.8334 | 76.0916 | 17.9078 | 0 | 1.487 | 17.4152
1995-06-14 22:00 | 129.8739 | 124.4491 | 0 | 81.093 | 77.0815 | 2.7851 | 74.9032 | 17.8141 | 0 | 1.742 | 35.6351
1995-06-14 23:00 | 126.6056 | 118.7143 | 0 | 64.6399 | 77.0815 | 2.7764 | 72.3784 | 17.7137 | 0 | 1.7491 | 26.2213
1995-06-15 | 124.758 | 115.6024 | 0.00031792 | 83.4046 | 77.0815 | 2.7809 | 83.4549 | 17.6586 | 0 | 2.8479 | 17.0152
1995-06-15 01:00 | 123.6413 | 118.9803 | 0.0038495 | 67.3254 | 77.0815 | 2.7808 | 79.1202 | 17.592 | 0 | 2.844 | 19.5149
1995-06-15 02:00 | 121.6863 | 114.5115 | 0.055428 | 74.5822 | 77.0815 | 2.7972 | 80.459 | 17.5776 | 0 | 2.8439 | 20.8587
1995-06-15 03:00 | 120.5247 | 109.2443 | 0.2834 | 62.0552 | 77.0815 | 2.7969 | 79.2323 | 17.546 | 0 | 2.8478 | 2.5424
1995-06-15 04:00 | 119.3306 | 107.917 | 9.3335 | 57.8589 | 77.0815 | 2.7955 | 78.347 | 17.5826 | 0 | 2.8453 | 10.5128
1995-06-15 05:00 | 114.0372 | 109.1071 | 52.4686 | 48.451 | 77.0815 | 2.794 | 69.5914 | 17.6027 | 0 | 1.7448 | 0.010576
1995-06-15 06:00 | 108.3736 | 103.0888 | 141.7779 | 47.8242 | 77.0815 | 2.8108 | 45.7907 | 17.7267 | 0 | 1.6758 | 0
1995-06-15 07:00 | 103.6482 | 95.9158 | 260.2593 | 45.9591 | 77.0815 | 2.8106 | 41.0534 | 17.866 | 0 | 1.6795 | 0
1995-06-15 08:00 | 96.438 | 90.9251 | 366.2234 | 41.8091 | 77.0815 | 2.7627 | 29.4373 | 17.9618 | 0 | 0.65987 | 0
1995-06-15 09:00 | 88.2629 | 92.6631 | 435.1748 | 41.8726 | 65.8465 | 2.7942 | 28.46 | 17.9044 | 0 | 0.65782 | 0
1995-06-15 10:00 | 83.7821 | 95.4347 | 471.9198 | 37.8018 | 68.9619 | 2.7981 | 28.3032 | 17.866 | 0 | 0.65995 | 0
1995-06-15 11:00 | 82.281 | 102.629 | 484.2254 | 32.699 | 72.9103 | 2.7887 | 28.4344 | 17.8799 | 0 | 0.65208 | 0
1995-06-15 12:00 | 81.148 | 106.9586 | 475.9095 | 35.5628 | 69.3238 | 2.8018 | 28.3692 | 17.8366 | 0 | 0.65716 | 0
1995-06-15 13:00 | 90.6056 | 115.2033 | 445.8371 | 48.0291 | 54.8232 | 2.802 | 28.4696 | 17.8265 | 0 | 0.65865 | 0
1995-06-15 14:00 | 88.6498 | 123.4989 | 406.8503 | 36.6712 | 72.3469 | 2.8025 | 30.6434 | 17.8157 | 0 | 0.65215 | 0.089413
1995-06-15 15:00 | 95.2256 | 126.4935 | 345.4045 | 44.3257 | 56.3564 | 2.8011 | 35.4242 | 17.8836 | 0 | 1.2039 | 0.026458
1995-06-15 16:00 | 94.0798 | 131.4242 | 261.1756 | 41.9569 | 77.0815 | 2.7986 | 55.959 | 17.8888 | 0 | 1.2055 | 0
1995-06-15 17:00 | 95.652 | 133.3908 | 149.594 | 45.2818 | 77.0815 | 2.8093 | 76.1876 | 17.9285 | 0 | 1.7444 | 0.04762
1995-06-15 18:00 | 93.6201 | 129.9857 | 55.7005 | 58.7966 | 77.0815 | 2.7864 | 81.7618 | 17.9507 | 0 | 1.7463 | 16.2219
1995-06-15 19:00 | 90.7424 | 121.7867 | 4.8865 | 92.852 | 77.0815 | 2.899 | 92.6495 | 17.9802 | 0 | 2.8491 | 20.6388
1995-06-15 20:00 | 88.7222 | 113.9199 | 0.012157 | 85.5882 | 77.0815 | 2.8929 | 85.7151 | 17.9155 | 0 | 2.8494 | 32.0294
1995-06-15 21:00 | 87.049 | 109.617 | 0.00011096 | 97.3512 | 77.0815 | 2.8944 | 89.7084 | 17.9265 | 0 | 2.8497 | 34.1274
1995-06-15 22:00 | 90.604 | 105.4298 | 0 | 95.5257 | 77.0815 | 2.9279 | 90.3267 | 17.8677 | 0 | 2.846 | 27.7578
1995-06-15 23:00 | 87.2356 | 104.0244 | 6.36e-06 | 92.0626 | 77.0815 | 2.9074 | 92.4281 | 17.7525 | 0 | 2.842 | 18.0921
1995-06-16 | 87.3541 | 104.3358 | 0.00016817 | 93.0068 | 77.0815 | 1.6241 | 23.3429 | 17.7162 | 0 | 0.22149 | 24.1621
1995-06-16 01:00 | 88.055 | 106.3143 | 0.002935 | 84.0361 | 77.0815 | 1.6243 | 23.6532 | 17.657 | 0 | 0.22149 | 28.9659
1995-06-16 02:00 | 88.352 | 107.894 | 0.047945 | 79.0542 | 77.0815 | 1.6245 | 23.117 | 17.6421 | 0 | 0.22149 | 22.0635
1995-06-16 03:00 | 86.7805 | 105.4152 | 0.30162 | 86.401 | 77.0815 | 1.6245 | 21.8565 | 17.6506 | 0 | 0.22149 | 15.1189
1995-06-16 04:00 | 85.3007 | 102.382 | 9.1766 | 67.4824 | 77.0815 | 1.6243 | 22.0835 | 17.6717 | 0 | 0.22149 | 17.8774
1995-06-16 05:00 | 79.3468 | 97.6275 | 52.1475 | 66.7469 | 77.0815 | 1.6242 | 19.6977 | 17.6852 | 0 | 0.22149 | 0.84025
1995-06-16 06:00 | 74.2052 | 100.0801 | 148.8723 | 51.073 | 77.0815 | 1.6242 | 18.62 | 17.8079 | 0 | 0.13482 | 0.71873
1995-06-16 07:00 | 67.2133 | 102.3728 | 268.2368 | 48.4616 | 77.0815 | 1.6244 | 17.9783 | 17.9495 | 0 | 0.016806 | 0
1995-06-16 08:00 | 62.7791 | 105.868 | 376.6846 | 41.3392 | 64.2643 | 1.6248 | 16.9924 | 18.0027 | 0 | 0.016806 | 0
1995-06-16 09:00 | 57.4262 | 108.6826 | 446.2062 | 51.4829 | 49.8902 | 1.6252 | 17.3666 | 17.9994 | 0 | 0.016806 | 0
1995-06-16 10:00 | 51.3508 | 108.6411 | 476.6585 | 48.5731 | 55.6483 | 1.6257 | 16.7378 | 18.0021 | 0 | 0.016806 | 0
1995-06-16 11:00 | 59.9868 | 104.3987 | 495.6295 | 42.0051 | 55.5979 | 1.6261 | 16.5518 | 17.8961 | 0 | 0.016806 | 0
1995-06-16 12:00 | 71.891 | 107.0653 | 497.289 | 38.2086 | 48.5232 | 1.6264 | 16.2779 | 17.8916 | 0 | 0.016806 | 0
1995-06-16 13:00 | 80.7607 | 108.2571 | 476.5382 | 36.1648 | 43.1556 | 1.6265 | 17.2001 | 17.7734 | 0 | 0.016806 | 0
1995-06-16 14:00 | 87.0945 | 115.0881 | 427.0411 | 47.3982 | 33.1615 | 1.6266 | 16.1197 | 17.7813 | 0 | 0.016806 | 0
1995-06-16 15:00 | 106.783 | 117.7343 | 346.6219 | 43.6683 | 55.2475 | 1.6272 | 16.778 | 17.8275 | 0 | 0.043003 | 0.49404
1995-06-16 16:00 | 107.0977 | 117.8581 | 265.7166 | 53.0741 | 46.799 | 1.6133 | 23.2442 | 17.8651 | 0 | 0.14973 | 3.3125
1995-06-16 17:00 | 107.3962 | 113.679 | 154.3487 | 52.7438 | 77.0815 | 1.6132 | 23.8636 | 17.9212 | 0 | 0.22149 | 10.04
1995-06-16 18:00 | 102.8305 | 110.6488 | 53.1381 | 69.391 | 77.0815 | 1.6131 | 24.8881 | 17.9883 | 0 | 0.22149 | 19.551
1995-06-16 19:00 | 103.2583 | 113.6649 | 4.3962 | 70.2486 | 77.0815 | 1.6131 | 25.1267 | 17.9942 | 0 | 0.22149 | 56.5561
1995-06-16 20:00 | 106.3369 | 117.5547 | 0.0018328 | 81.2451 | 77.0815 | 1.5682 | 25.2211 | 17.907 | 0 | 0.22149 | 23.0055
1995-06-16 21:00 | 110.2934 | 127.3384 | 0 | 75.8082 | 77.0815 | 1.5795 | 24.7062 | 17.9047 | 0 | 0.22149 | 22.364
1995-06-16 22:00 | 122.2294 | 127.1453 | 0 | 76.1159 | 77.0815 | 1.5796 | 25.2782 | 17.812 | 0 | 0.22149 | 17.323
1995-06-16 23:00 | 125.9067 | 129.5414 | 0 | 59.0846 | 77.0815 | 1.5797 | 24.3384 | 17.8244 | 0 | 0.20619 | 13.4573
1995-06-17 | 126.3511 | 141.1292 | 0 | 64.1683 | 77.0815 | 1.5463 | 17.8122 | 17.7529 | 0 | 0.0589 | 34.2139
1995-06-17 01:00 | 128.2785 | 155.8163 | 0.0013496 | 57.0335 | 75.5902 | 1.5461 | 17.454 | 17.6517 | 0 | 0.016806 | 14.3109
1995-06-17 02:00 | 126.2879 | 158.8406 | 0.059506 | 58.364 | 70.076 | 1.546 | 14.4754 | 17.6113 | 0 | 0.016806 | 9.7918
1995-06-17 03:00 | 124.7789 | 150.2147 | 0.38442 | 59.7762 | 41.812 | 1.5478 | 16.5839 | 17.6102 | 0 | 0.016806 | 21.9667
1995-06-17 04:00 | 120.3595 | 137.4574 | 9.9392 | 50.1691 | 47.5893 | 1.5221 | 14.3622 | 17.6241 | 0 | 0.016806 | 10.1436
1995-06-17 05:00 | 112.9298 | 129.0944 | 55.1035 | 55.3103 | 23.1377 | 1.5216 | 13.9553 | 17.6477 | 0 | 0.016806 | 5.7575
1995-06-17 06:00 | 105.6133 | 128.3334 | 149.4506 | 46.0349 | 13.4712 | 1.5213 | 12.9992 | 17.787 | 0 | 0.016806 | 0.43871
1995-06-17 07:00 | 99.995 | 131.6996 | 260.6338 | 43.274 | 14.9564 | 1.5421 | 12.6799 | 17.9424 | 0 | 0.016806 | 0.05358
1995-06-17 08:00 | 100.667 | 145.2335 | 352.0717 | 35.7049 | 11.9451 | 1.542 | 12.1076 | 17.9867 | 0 | 0.016806 | 0.52142
1995-06-17 09:00 | 90.0771 | 153.6984 | 405.8485 | 45.1387 | 13.3101 | 1.5421 | 11.7783 | 17.1 | 0 | 0.016806 | 0.31302
1995-06-17 10:00 | 66.6663 | 149.6809 | 461.9101 | 31.5917 | 14.3352 | 1.5423 | 11.552 | 16.5761 | 0 | 0.016806 | 0.048035
1995-06-17 11:00 | 88.8338 | 161.9597 | 467.2104 | 35.2453 | 13.1467 | 1.5426 | 11.5835 | 16.4747 | 0 | 0.016806 | 0
1995-06-17 12:00 | 96.5895 | 161.771 | 470.4643 | 36.053 | 10.5545 | 1.5429 | 11.4265 | 16.4318 | 0 | 0.016806 | 0
1995-06-17 13:00 | 102.7345 | 170.3494 | 438.3299 | 42.0149 | 10.5016 | 1.5431 | 10.7205 | 16.1942 | 0 | 0.016806 | 0
1995-06-17 14:00 | 147.1368 | 177.4822 | 381.1446 | 31.2937 | 14.74 | 1.5434 | 10.8571 | 16.9241 | 0 | 0.016806 | 0
1995-06-17 15:00 | 151.1578 | 180.1127 | 319.4847 | 39.5944 | 15.1275 | 1.5233 | 10.9858 | 16.5156 | 0 | 0.016806 | 0
1995-06-17 16:00 | 159.1975 | 184.3421 | 240.4381 | 41.4422 | 17.5094 | 1.5178 | 12.4152 | 17.9709 | 0 | 0.016806 | 0
1995-06-17 17:00 | 170.6369 | 183.6303 | 133.2101 | 41.8659 | 19.9122 | 1.5282 | 14.2392 | 17.9529 | 0 | 0.016806 | 3.0686
1995-06-17 18:00 | 172.243 | 187.3895 | 46.2755 | 49.545 | 28.4938 | 1.5075 | 17.6498 | 18.0073 | 0 | 0.028497 | 9.4848
1995-06-17 19:00 | 168.5415 | 190.3858 | 3.5004 | 50.3617 | 30.3899 | 1.5079 | 16.0956 | 18.0529 | 0 | 0.0589 | 9.4481
1995-06-17 20:00 | 168.5912 | 189.1083 | 0.029083 | 58.054 | 32.4293 | 1.5084 | 18.3686 | 18.0099 | 0 | 0.0589 | 15.3105
1995-06-17 21:00 | 170.2769 | 189.4157 | 0 | 63.0907 | 30.0507 | 1.4994 | 19.1526 | 18.0124 | 0 | 0.0589 | 10.6954
1995-06-17 22:00 | 185.8175 | 193.0252 | 0 | 41.697 | 39.6432 | 1.5001 | 17.0295 | 17.9509 | 0 | 0.0589 | 4.6757
1995-06-17 23:00 | 185.1055 | 191.0761 | 0 | 44.8224 | 40.2266 | 1.4992 | 15.2323 | 17.8521 | 0 | 0.016806 | 3.4454
1995-06-18 | 182.357 | 191.8882 | 0 | 51.5567 | 75.9889 | 2.3745 | 26.7384 | 17.7965 | 0 | 2.3024 | 17.9533
1995-06-18 01:00 | 176.3066 | 194.597 | 0.004942 | 49.4786 | 75.9889 | 2.2801 | 26.3524 | 17.7383 | 0 | 2.2545 | 10.8246
1995-06-18 02:00 | 172.5205 | 195.8574 | 0.070013 | 52.3154 | 75.9889 | 2.2391 | 25.7114 | 17.7213 | 0 | 2.2544 | 11.1111
1995-06-18 03:00 | 168.6627 | 189.7382 | 0.39202 | 58.2321 | 75.9889 | 2.1044 | 22.6131 | 17.7364 | 0 | 2.2601 | 12.7264
1995-06-18 04:00 | 164.1448 | 179.001 | 6.7509 | 49.6832 | 74.1669 | 2.1039 | 28.4949 | 17.7413 | 0 | 2.2564 | 13.5729
1995-06-18 05:00 | 158.2786 | 182.8907 | 40.5408 | 53.0219 | 73.3127 | 2.1029 | 21.0865 | 17.7265 | 0 | 2.2557 | 12.6396
1995-06-18 06:00 | 155.3887 | 183.3679 | 110.505 | 50.6754 | 73.0071 | 2.1028 | 17.8236 | 17.8634 | 0 | 2.2583 | 6.8659
1995-06-18 07:00 | 156.8193 | 174.9202 | 213.4069 | 38.6556 | 72.4219 | 2.1016 | 15.5862 | 18.0611 | 0 | 1.1637 | 0
1995-06-18 08:00 | 157.2692 | 165.6621 | 308.4371 | 32.5927 | 72.4219 | 2.0856 | 16.483 | 18.1224 | 0 | 1.164 | 0
1995-06-18 09:00 | 157.1983 | 159.766 | 373.6361 | 32.4193 | 72.4219 | 2.086 | 13.4026 | 18.1139 | 0 | 1.1609 | 0
1995-06-18 10:00 | 139.8796 | 155.9245 | 416.636 | 38.2819 | 70.8245 | 2.0864 | 12.7619 | 17.8368 | 0 | 1.1641 | 0.37593
1995-06-18 11:00 | 140.3615 | 162.6205 | 441.0439 | 35.1267 | 69.9221 | 2.1005 | 12.5899 | 17.8092 | 0 | 1.1515 | 0.29248
1995-06-18 12:00 | 149.2929 | 168.8065 | 439.3797 | 38.9838 | 68.5628 | 2.1131 | 12.3861 | 17.7712 | 0 | 1.1515 | 0.1782
1995-06-18 13:00 | 154.7044 | 177.1721 | 421.0785 | 39.7915 | 68.49 | 2.0968 | 12.7465 | 17.9507 | 0 | 1.1515 | 0
1995-06-18 14:00 | 153.1293 | 177.5597 | 393.5435 | 33.7606 | 67.4341 | 2.097 | 12.661 | 17.8842 | 0 | 1.1515 | 0
1995-06-18 15:00 | 156.8433 | 177.2556 | 340.2991 | 46.9415 | 67.2003 | 2.0968 | 12.8132 | 17.6797 | 0 | 1.1515 | 0
1995-06-18 16:00 | 154.7869 | 183.2563 | 253.7366 | 36.9395 | 66.3601 | 2.0977 | 25.6885 | 17.7807 | 0 | 1.1515 | 0.010084
1995-06-18 17:00 | 151.0838 | 191.5729 | 143.5213 | 47.4392 | 66.3278 | 2.4135 | 29.8668 | 17.8334 | 0 | 1.1726 | 2.8201
1995-06-18 18:00 | 147.4831 | 199.9061 | 52.2867 | 54.5612 | 66.7201 | 2.415 | 40.5742 | 17.8668 | 0 | 1.2907 | 18.5083
1995-06-18 19:00 | 147.6608 | 203.3555 | 6.5812 | 62.1613 | 66.8599 | 2.4146 | 40.4833 | 17.8953 | 0 | 2.3907 | 34.5297
1995-06-18 20:00 | 151.0144 | 201.4939 | 0.022256 | 71.6643 | 66.0136 | 2.3907 | 33.4103 | 17.8086 | 0 | 2.3907 | 29.4773
1995-06-18 21:00 | 151.7535 | 197.0756 | 0 | 57.0881 | 65.5377 | 2.2273 | 38.3345 | 17.8542 | 0 | 2.3907 | 30.6132
1995-06-18 22:00 | 151.6204 | 189.8687 | 0 | 72.3617 | 65.5183 | 2.071 | 35.2425 | 17.7484 | 0 | 2.391 | 17.7629
1995-06-18 23:00 | 146.0975 | 176.698 | 0 | 60.4648 | 65.146 | 2.0722 | 36.1292 | 17.6299 | 0 | 2.391 | 15.8079
1995-06-19 | 138.9516 | 164.6229 | 0 | 56.9229 | 76.1413 | 2.2313 | 92.013 | 17.7153 | 0 | 2.842 | 8.554
1995-06-19 01:00 | 132.0058 | 154.2866 | 0.0040775 | 48.8082 | 76.2541 | 2.3654 | 91.8441 | 17.669 | 0 | 2.842 | 10.0628
1995-06-19 02:00 | 123.3402 | 144.7086 | 0.052129 | 47.2625 | 76.6063 | 2.4056 | 89.9113 | 17.6456 | 0 | 2.842 | 3.7424
1995-06-19 03:00 | 115.6921 | 139.1342 | 0.32054 | 50.3222 | 77.0815 | 2.4051 | 89.9869 | 17.6343 | 0 | 2.842 | 7.2881
1995-06-19 04:00 | 109.479 | 136.5054 | 10.0908 | 48.7902 | 77.0815 | 2.4039 | 91.2501 | 17.6259 | 0 | 2.842 | 2.6631
1995-06-19 05:00 | 100.2559 | 133.3781 | 54.4256 | 50.9252 | 77.0815 | 2.3078 | 89.9561 | 17.6259 | 0 | 2.8334 | 6.163
1995-06-19 06:00 | 93.4942 | 131.2088 | 152.9777 | 43.0478 | 77.0815 | 2.3365 | 81.4496 | 17.6919 | 0 | 2.7999 | 0
1995-06-19 07:00 | 88.275 | 126.8268 | 291.5337 | 38.5833 | 77.0815 | 2.3375 | 57.4165 | 17.708 | 0 | 2.7999 | 0.14793
1995-06-19 08:00 | 85.3186 | 119.7633 | 414.8891 | 35.8611 | 77.0815 | 2.4556 | 58.1381 | 17.673 | 0 | 2.7999 | 0
1995-06-19 09:00 | 88.0382 | 120.5501 | 503.7969 | 39.7429 | 77.0815 | 2.336 | 57.9426 | 17.6472 | 0 | 2.7999 | 0
1995-06-19 10:00 | 72.9624 | 105.6608 | 549.3852 | 39.5288 | 77.0815 | 2.337 | 57.7872 | 17.6072 | 0 | 2.7999 | 0.14712
1995-06-19 11:00 | 88.3592 | 113.3908 | 558.3055 | 51.5372 | 78.1795 | 2.3479 | 58.3455 | 17.631 | 0 | 2.7999 | 0.23729
1995-06-19 12:00 | 95.5278 | 124.3565 | 555.2928 | 36.5173 | 78.1795 | 2.3415 | 57.4933 | 17.5598 | 0 | 2.7999 | 0
1995-06-19 13:00 | 97.8168 | 131.8819 | 529.5367 | 45.1797 | 78.1795 | 2.2723 | 59.7667 | 17.5446 | 0 | 2.7999 | 0
1995-06-19 14:00 | 93.5719 | 138.7046 | 487.0952 | 43.6956 | 78.1795 | 2.2582 | 59.6708 | 17.5588 | 0 | 2.7999 | 0
1995-06-19 15:00 | 88.2698 | 140.4741 | 422.6794 | 44.211 | 78.1795 | 2.3669 | 60.4433 | 17.5951 | 0 | 2.7999 | 0
1995-06-19 16:00 | 88.8808 | 141.7003 | 312.2031 | 46.435 | 78.1795 | 2.3669 | 64.4082 | 17.6206 | 0 | 2.7999 | 0.052701
1995-06-19 17:00 | 83.3525 | 137.0639 | 177.3675 | 48.1641 | 78.1795 | 2.3792 | 65.2863 | 17.6649 | 0 | 2.842 | 0.53084
1995-06-19 18:00 | 76.7344 | 133.54 | 58.0041 | 69.6461 | 78.1795 | 2.3448 | 110.6447 | 17.8012 | 0 | 2.842 | 23.1763
1995-06-19 19:00 | 74.9778 | 130.0717 | 6.1371 | 93.9473 | 78.1795 | 2.3446 | 116.2385 | 17.8115 | 0 | 2.842 | 51.9262
1995-06-19 20:00 | 75.1932 | 122 | 0.0060266 | 88.9885 | 78.1795 | 2.524 | 112.9766 | 17.7921 | 0 | 2.842 | 66.2454
1995-06-19 21:00 | 74.9888 | 112.7214 | 0 | 108.8433 | 78.1795 | 2.6692 | 114.6335 | 17.7816 | 0 | 2.842 | 53.8467
1995-06-19 22:00 | 76.7776 | 121.3938 | 0 | 70.6134 | 78.1795 | 2.8224 | 119.5941 | 17.7558 | 0 | 2.842 | 32.5246
1995-06-19 23:00 | 76.0836 | 116.2452 | 0 | 69.2853 | 78.1795 | 2.8231 | 116.3417 | 17.691 | 0 | 2.842 | 43.4844
1995-06-20 | 74.3201 | 120.2708 | 0.00047825 | 71.5872 | 77.8042 | 2.8234 | 115.5921 | 17.6135 | 0 | 2.842 | 32.5835
1995-06-20 01:00 | 73.2878 | 117.3941 | 0.0056636 | 50.5011 | 78.1795 | 2.8234 | 118.3011 | 17.5607 | 0 | 2.842 | 9.1256
1995-06-20 02:00 | 73.2694 | 112.4729 | 0.05753 | 63.2745 | 78.1795 | 2.8235 | 116.5276 | 17.5636 | 0 | 2.842 | 8.7288
1995-06-20 03:00 | 72.8 | 110.7438 | 0.30698 | 64.8047 | 79.2775 | 2.8146 | 119.3448 | 17.5469 | 0 | 2.842 | 13.9396
1995-06-20 04:00 | 69.1427 | 111.4756 | 10.1054 | 55.9925 | 79.2775 | 2.8084 | 115.4725 | 17.4524 | 0 | 2.842 | 3.3676
1995-06-20 05:00 | 62.1694 | 114.5042 | 58.0201 | 48.7112 | 79.2775 | 2.8076 | 111.3878 | 17.4021 | 0 | 2.842 | 0.86905
1995-06-20 06:00 | 52.3605 | 118.6335 | 169.914 | 45.1465 | 79.2775 | 2.8149 | 52.3647 | 17.4464 | 0 | 2.8413 | 0.12648
1995-06-20 07:00 | 41.7809 | 117.8131 | 306.2486 | 44.2744 | 79.2775 | 2.8379 | 25.8036 | 17.4388 | 0 | 1.4065 | 0.58817
1995-06-20 08:00 | 37.2623 | 116.5636 | 424.2308 | 42.1453 | 79.2775 | 2.734 | 25.6082 | 17.4035 | 0 | 1.4065 | 0.86791
1995-06-20 09:00 | 31.2076 | 121.3648 | 507.5244 | 40.0962 | 79.2775 | 2.8407 | 24.5256 | 17.4197 | 0 | 0.90651 | 0
1995-06-20 10:00 | 27.4009 | 113.3006 | 547.4627 | 34.2868 | 79.2775 | 2.8401 | 24.1123 | 17.4199 | 0 | 0.90651 | 0.46536
1995-06-20 11:00 | 29.2165 | 119.9127 | 563.3939 | 38.6848 | 79.2775 | 2.7854 | 23.909 | 17.4192 | 0 | 0.90651 | 0
1995-06-20 12:00 | 31.1425 | 123.6251 | 551.9856 | 37.7468 | 79.2775 | 2.5875 | 24.2322 | 17.4381 | 0 | 0.90651 | 0
1995-06-20 13:00 | 33.7398 | 125.2044 | 525.953 | 44.0612 | 79.2775 | 2.4244 | 26.0937 | 17.4354 | 0 | 0.90651 | 0
1995-06-20 14:00 | 39.5883 | 125.4962 | 474.5987 | 41.5553 | 79.2775 | 2.9843 | 25.1908 | 17.4215 | 0 | 0.90651 | 0
1995-06-20 15:00 | 44.2015 | 116.6405 | 391.1875 | 44.5742 | 79.2775 | 2.9843 | 25.8803 | 17.4434 | 0 | 0.90651 | 0.27655
1995-06-20 16:00 | 46.4807 | 99.9936 | 289.9819 | 47.2225 | 79.2775 | 2.9842 | 43.6584 | 17.5082 | 0 | 1.7417 | 0.48283
1995-06-20 17:00 | 52.3707 | 85.6913 | 162.0879 | 49.8558 | 80.3755 | 2.9842 | 101.4411 | 17.5674 | 0 | 2.8417 | 0.98582
1995-06-20 18:00 | 56.7935 | 77.9384 | 59.4937 | 61.8527 | 81.4735 | 3.0063 | 118.8832 | 17.6501 | 0 | 2.842 | 37.7712
1995-06-20 19:00 | 60.2263 | 74.2924 | 7.7152 | 53.9732 | 81.4735 | 3.0496 | 118.8104 | 17.6969 | 0 | 2.842 | 62.3445
1995-06-20 20:00 | 63.7482 | 69.2015 | 0.024791 | 76.6328 | 81.4735 | 3.05 | 119.4547 | 17.7565 | 0 | 2.842 | 63.6101
1995-06-20 21:00 | 63.939 | 65.382 | 0 | 79.7127 | 81.4735 | 3.039 | 120.7892 | 17.7783 | 0 | 2.842 | 64.6623
1995-06-20 22:00 | 64.7154 | 63.7685 | 0 | 78.1041 | 81.4735 | 3.0589 | 123.6022 | 17.7462 | 0 | 2.842 | 59.5025
1995-06-20 23:00 | 62.7758 | 55.6505 | 0 | 57.7848 | 81.4735 | 3.0596 | 123.0895 | 17.6706 | 0 | 2.8517 | 18.1134
1995-06-21 | 60.3111 | 49.3076 | 0.00092632 | 84.6853 | 81.4735 | 2.0508 | 19.5061 | 17.5842 | 0 | 0.84905 | 51.8581
1995-06-21 01:00 | 57.7067 | 47.766 | 0.0073286 | 91.1444 | 81.4735 | 2.0507 | 20.511 | 17.5537 | 0 | 0.84376 | 46.049
1995-06-21 02:00 | 55.6969 | 54.122 | 0.063925 | 82.0734 | 81.4735 | 2.0337 | 22.353 | 17.5324 | 0 | 0.84364 | 31.3745
1995-06-21 03:00 | 53.8377 | 61.8087 | 0.27077 | 74.5592 | 81.4735 | 2.5447 | 23.5359 | 17.5609 | 0 | 1.0329 | 27.2039
1995-06-21 04:00 | 52.3846 | 75.5251 | 9.5069 | 73.8822 | 81.4735 | 2.5647 | 22.713 | 17.5633 | 0 | 1.2955 | 10.1693
1995-06-21 05:00 | 51.0775 | 104.6993 | 57.3052 | 68.164 | 81.4735 | 2.5647 | 19.4373 | 17.6057 | 0 | 1.2949 | 2.825
1995-06-21 06:00 | 47.4625 | 125.992 | 155.9042 | 60.3985 | 81.4735 | 1.735 | 15.7885 | 17.7225 | 0 | 0.141 | 1.7713
1995-06-21 07:00 | 43.7843 | 136.6212 | 281.6957 | 53.5341 | 81.4735 | 1.7332 | 16.3447 | 17.9102 | 0 | 0.05419 | 0
1995-06-21 08:00 | 43.4386 | 143.9783 | 392.3016 | 45.4735 | 82.5715 | 1.7355 | 16.2149 | 17.959 | 0 | 0.054428 | 0.30119
1995-06-21 09:00 | 46.1856 | 147.3266 | 464.6855 | 44.5967 | 56.3951 | 1.736 | 16.3692 | 17.944 | 0 | 0.051619 | 0
1995-06-21 10:00 | 47.0359 | 131.8421 | 499.8781 | 53.0568 | 36.4805 | 1.7339 | 15.2876 | 17.9328 | 0 | 0.05453 | 3.0429
1995-06-21 11:00 | 54.7902 | 140.4649 | 511.1805 | 45.4361 | 45.6635 | 1.7611 | 13.0486 | 17.8825 | 0 | 0.043775 | 0
1995-06-21 12:00 | 66.0422 | 141.08 | 525.0279 | 34.24 | 43.0785 | 1.7614 | 12.734 | 17.8473 | 0 | 0.050717 | 0
1995-06-21 13:00 | 80.8298 | 151.4845 | 508.3405 | 50.8868 | 31.5363 | 1.7615 | 15.0677 | 17.9016 | 0 | 0.052759 | 0
1995-06-21 14:00 | 93.8495 | 157.1335 | 458.7993 | 34.0181 | 53.6104 | 1.7186 | 14.4992 | 17.6851 | 0 | 0.043878 | 1.5395
1995-06-21 15:00 | 118.3116 | 166.1357 | 367.9004 | 41.8454 | 58.6947 | 1.7172 | 14.6123 | 17.9285 | 0 | 0.048369 | 2.2936
1995-06-21 16:00 | 136.9556 | 169.8985 | 265.8743 | 48.7121 | 74.4907 | 1.7204 | 19.9965 | 17.9301 | 0 | 0.22911 | 5.1608
1995-06-21 17:00 | 151.1434 | 175.4134 | 155.0723 | 49.3542 | 77.2201 | 1.7204 | 21.0054 | 17.9674 | 0 | 0.26823 | 12.6278
1995-06-21 18:00 | 162.7267 | 181.1867 | 59.3949 | 54.2641 | 80.1025 | 1.7142 | 21.4046 | 18.0135 | 0 | 0.34688 | 28.1461
1995-06-21 19:00 | 176.0195 | 189.1918 | 6.3655 | 63.2952 | 80.1025 | 1.7102 | 25.3726 | 18.0797 | 0 | 0.35064 | 37.1962
1995-06-21 20:00 | 192.838 | 194.5795 | 0.011269 | 69.1999 | 80.1025 | 1.7108 | 24.6612 | 17.5955 | 0 | 0.35113 | 24.0673
1995-06-21 21:00 | 198.9777 | 198.0912 | 0.00020293 | 59.9631 | 77.5514 | 1.7099 | 21.9876 | 17.5384 | 0 | 0.35149 | 20.9727
1995-06-21 22:00 | 191.5084 | 200.5331 | 0 | 61.6901 | 74.1698 | 1.7102 | 19.8905 | 17.5212 | 0 | 0.34647 | 16.3176
1995-06-21 23:00 | 192.0632 | 204.7723 | 0 | 52.2098 | 68.0174 | 1.7103 | 19.9667 | 17.595 | 0 | 0.36487 | 24.1067
1995-06-22 | 198.2007 | 208.8577 | 0.00055712 | 53.3872 | 64.8961 | 1.6318 | 11.819 | 17.7471 | 0 | 0.23702 | 38.9
1995-06-22 01:00 | 199.4782 | 205.1424 | 0.0043965 | 52.9833 | 66.0219 | 1.6318 | 14.3404 | 17.6866 | 0 | 0.23702 | 25.2485
1995-06-22 02:00 | 202.5827 | 207.5346 | 0.052187 | 46.3631 | 66.9194 | 1.6317 | 14.4175 | 17.4803 | 0 | 0.23702 | 31.4931
1995-06-22 03:00 | 203.5205 | 216.2132 | 0.23711 | 48.1332 | 58.4061 | 1.6313 | 12.9263 | 17.6233 | 0 | 0.23702 | 11.9201
1995-06-22 04:00 | 202.7702 | 217.8887 | 8.4447 | 43.4241 | 41.2941 | 0.052253 | 13.2658 | 17.4056 | 0 | 0.23702 | 9.6217
1995-06-22 05:00 | 200.033 | 221.7937 | 43.7162 | 47.6336 | 30.1015 | 0.052253 | 10.2355 | 11.6715 | 0 | 0.17691 | 4.8744
1995-06-22 06:00 | 202.9719 | 218.9569 | 126.2887 | 40.9661 | 17.5094 | 0.052253 | 9.0288 | 12.0043 | 0 | 0.016806 | 1.5729
1995-06-22 07:00 | 197.9954 | 225.5183 | 235.5531 | 36.2796 | 17.5094 | 0.091253 | 8.5432 | 12.2015 | 0 | 0.016806 | 0.61149
1995-06-22 08:00 | 161.6392 | 216.8929 | 352.6869 | 35.5486 | 17.5094 | 0.091253 | 7.5728 | 17.4929 | 0 | 0.016806 | 0.28533
1995-06-22 09:00 | 143.7965 | 212.5189 | 429.7619 | 28.5769 | 17.5094 | 1.5899 | 7.8583 | 17.584 | 0 | 0.016806 | 0.83415
1995-06-22 10:00 | 127.7269 | 199.6874 | 496.8325 | 30.7974 | 17.5094 | 0.091253 | 7.4707 | 11.7796 | 0 | 0.016806 | 0.71165
1995-06-22 11:00 | 147.1785 | 186.7858 | 499.6891 | 41.3152 | 17.5094 | 0.052253 | 7.4675 | 11.9754 | 0 | 0.016806 | 1.3137
1995-06-22 12:00 | 137.5647 | 213.3725 | 503.1367 | 22.7172 | 17.5094 | 0.052253 | 7.4395 | 11.9429 | 0 | 0.016806 | 0.09311
1995-06-22 13:00 | 155.5072 | 193.7559 | 452.9784 | 39.6378 | 18.0825 | 0.060777 | 7.6468 | 12.1754 | 0 | 0.016806 | 0.038222
1995-06-22 14:00 | 175.604 | 194.8185 | 436.4035 | 28.1372 | 20.535 | 0.091253 | 7.4806 | 11.9327 | 0 | 0.016806 | 0.89881
1995-06-22 15:00 | 219.4831 | 198.859 | 358.0648 | 26.7543 | 24.1484 | 0.091253 | 8.241 | 12.2046 | 0 | 0.016806 | 0.70513
1995-06-22 16:00 | 218.2106 | 216.7657 | 279.2931 | 32.9859 | 23.7775 | 0.091253 | 9.2217 | 16.8516 | 0 | 0.016806 | 1.0668
1995-06-22 17:00 | 247.3228 | 218.8341 | 149.1532 | 35.0414 | 21.8154 | 1.631 | 11.9865 | 12.0288 | 0 | 0.0589 | 4.2097
1995-06-22 18:00 | 248.458 | 227.143 | 58.4193 | 44.0126 | 24.0005 | 1.6324 | 14.6795 | 18.0338 | 0 | 0.0589 | 21.1415
1995-06-22 19:00 | 248.3316 | 227.9686 | 6.4411 | 57.8619 | 24.0005 | 1.6324 | 14.3592 | 17.92 | 0 | 0.0589 | 23.532
1995-06-22 20:00 | 247.1158 | 225.2573 | 0.011456 | 50.493 | 24.0005 | 1.64 | 16.4233 | 17.899 | 0 | 0.0589 | 46.73
1995-06-22 21:00 | 239.0277 | 221.3565 | 0 | 66.9132 | 25.6315 | 1.6105 | 15.6281 | 17.8798 | 0 | 0.0589 | 35.0896
1995-06-22 22:00 | 235.7374 | 219.3916 | 0 | 49.2333 | 33.9314 | 1.6092 | 15.0904 | 16.6767 | 0 | 0.0589 | 36.0157
1995-06-22 23:00 | 222.9695 | 221.3182 | 0 | 43.3022 | 24.0005 | 1.6092 | 14.9055 | 17.4208 | 0 | 0.0589 | 24.5695
1995-06-23 | 215.5394 | 218.1546 | 0.0005018 | 36.1907 | 63.0967 | 1.5853 | 15.4956 | 16.2541 | 0 | 0.0589 | 21.9135
1995-06-23 01:00 | 207.3405 | 219.751 | 0.003984 | 55.1787 | 43.8743 | 1.5851 | 14.1459 | 16.4079 | 0 | 0.0589 | 30.5431
1995-06-23 02:00 | 198.371 | 225.9355 | 0.047648 | 33.6423 | 46.1264 | 1.5987 | 14.0393 | 17.2034 | 0 | 0.0589 | 48.9523
1995-06-23 03:00 | 192.9133 | 234.448 | 0.26814 | 59.1064 | 15.7628 | 1.5972 | 14.9595 | 17.2402 | 0 | 0.0589 | 35.4211
1995-06-23 04:00 | 185.978 | 231.2945 | 8.4377 | 25.9747 | 24.1923 | 1.5967 | 14.8751 | 17.1083 | 0 | 0.0589 | 40.4037
1995-06-23 05:00 | 177.2292 | 226.1057 | 47.4121 | 44.5136 | 14.1005 | 1.5957 | 12.2248 | 17.1322 | 0 | 0.0589 | 7.9056
1995-06-23 06:00 | 175.2262 | 220.7783 | 127.3703 | 29.9524 | 11.9154 | 1.5958 | 11.6098 | 17.0342 | 0 | 0.016806 | 0
1995-06-23 07:00 | 177.38 | 211.4662 | 228.5315 | 30.2025 | 11.2415 | 1.5779 | 11.0702 | 17.4158 | 0 | 0.016806 | 1.9123
1995-06-23 08:00 | 141.6777 | 203.2074 | 346.4334 | 20.1739 | 11.9154 | 1.5779 | 9.963 | 15.7905 | 0 | 0.016806 | 0
1995-06-23 09:00 | 131.9576 | 213.3785 | 372.558 | 35.6591 | 10.907 | 1.5544 | 9.7413 | 17.4358 | 0 | 0.016806 | 0
1995-06-23 10:00 | 127.3569 | 183.9163 | 435.6236 | 27.8684 | 11.6398 | 1.5343 | 9.5611 | 16.0485 | 0 | 0.016806 | 4.4546
1995-06-23 11:00 | 131.5838 | 187.5919 | 452.7763 | 17.3374 | 11.9154 | 1.5346 | 7.097 | 15.7759 | 0 | 0.016806 | 0.34054
1995-06-23 12:00 | 142.584 | 185.6743 | 431.8202 | 36.2797 | 11.9154 | 1.535 | 9.0606 | 16.0152 | 0 | 0.016806 | 0.29175
1995-06-23 13:00 | 156.7662 | 204.3398 | 431.1806 | 25.4187 | 11.9154 | 1.535 | 9.042 | 16.0172 | 0 | 0.016806 | 0
1995-06-23 14:00 | 164.6955 | 220.4054 | 371.7894 | 24.9856 | 11.9154 | 1.5351 | 9.174 | 17.5152 | 0 | 0.016806 | 0.0057529
1995-06-23 15:00 | 157.7608 | 223.4566 | 341.5206 | 23.5332 | 11.9154 | 1.5207 | 9.9719 | 15.2116 | 0 | 0.016806 | 0
1995-06-23 16:00 | 187.8234 | 236.4629 | 237.4502 | 37.4315 | 11.9154 | 1.5211 | 11.3922 | 16.4205 | 0 | 0.016806 | 0.7268
1995-06-23 17:00 | 206.3079 | 244.5323 | 138.3004 | 25.571 | 13.3326 | 1.5226 | 12.187 | 17.4195 | 0 | 0.0589 | 2.781
1995-06-23 18:00 | 199.4749 | 246.4299 | 58.2232 | 35.939 | 14.1005 | 1.5311 | 14.1995 | 17.8379 | 0 | 0.0589 | 9.3271
1995-06-23 19:00 | 202.588 | 238.5559 | 5.6679 | 33.1425 | 22.4539 | 1.5344 | 16.1351 | 16.7985 | 0 | 0.0589 | 20.2521
1995-06-23 20:00 | 200.7818 | 239.3567 | 0.010337 | 43.8662 | 28.6605 | 1.5347 | 17.0458 | 17.8659 | 0 | 0.0589 | 22.2502
1995-06-23 21:00 | 199.8455 | 241.3341 | 0.00010932 | 27.4647 | 51.7066 | 1.547 | 17.7921 | 16.8627 | 0 | 0.0589 | 16.8278
1995-06-23 22:00 | 196.5211 | 218.7384 | 0 | 37.6643 | 55.0331 | 1.5418 | 15.5376 | 16.7295 | 0 | 0.0589 | 22.0239
1995-06-23 23:00 | 189.8511 | 212.7245 | 0 | 41.688 | 38.9927 | 1.5382 | 15.2463 | 17.6927 | 0 | 0.0589 | 30.6715
1995-06-24 | 185.8792 | 206.4918 | 0.0008105 | 36.7745 | 33.518 | 1.5365 | 14.8134 | 17.662 | 0 | 0.0589 | 47.5481
1995-06-24 01:00 | 180.9405 | 201.9349 | 0.0033629 | 32.9202 | 30.6247 | 1.5369 | 12.9613 | 16.5207 | 0 | 0.0589 | 46.2375
1995-06-24 02:00 | 176.8064 | 200.1322 | 0.026012 | 35.7332 | 45.7848 | 1.5365 | 13.0906 | 16.6312 | 0 | 0.0589 | 27.3157
1995-06-24 03:00 | 172.0032 | 201.9565 | 0.17692 | 44.2952 | 14.8553 | 1.5359 | 14.4165 | 17.4196 | 0 | 0.0589 | 42.0644
1995-06-24 04:00 | 166.298 | 209.0191 | 7.3791 | 37.2999 | 21.0551 | 1.4943 | 16.1194 | 17.3386 | 0 | 0.0589 | 13.2954
1995-06-24 05:00 | 157.0502 | 213.6337 | 44.7867 | 38.2402 | 14.1005 | 1.4935 | 13.0135 | 17.5636 | 0 | 0.0589 | 9.318
1995-06-24 06:00 | 142.9904 | 211.9254 | 121.6624 | 26.0888 | 14.1005 | 1.4924 | 12.6433 | 17.3564 | 0 | 0.016806 | 0
1995-06-24 07:00 | 133.7198 | 205.6212 | 232.4744 | 28.2094 | 14.1005 | 1.4922 | 11.7462 | 17.7766 | 0 | 0.016806 | 0.092676
1995-06-24 08:00 | 115.9819 | 190.0434 | 332.5923 | 26.3346 | 14.1005 | 1.4969 | 11.2252 | 16.2049 | 0 | 0.016806 | 0.024096
1995-06-24 09:00 | 101.4243 | 177.7046 | 405.7035 | 20.3208 | 14.1005 | 1.4972 | 11.0863 | 16.4136 | 0 | 0.016806 | 0
1995-06-24 10:00 | 97.4821 | 148.3889 | 419.0823 | 18.8328 | 14.1005 | 1.4975 | 8.9564 | 16.5946 | 0 | 0.016806 | 0.3221
1995-06-24 11:00 | 96.9768 | 144.1149 | 461.0096 | 18.7666 | 14.1005 | 1.4979 | 8.7961 | 15.1863 | 0 | 0.016806 | 0.17596
1995-06-24 12:00 | 112.1637 | 140.1919 | 436.4549 | 20.0845 | 14.1005 | 1.4982 | 10.9515 | 17.4012 | 0 | 0.016806 | 0.1196
1995-06-24 13:00 | 106.0353 | 130.4196 | 408.7439 | 35.3904 | 14.1005 | 1.4982 | 8.5867 | 15.2177 | 0 | 0.016806 | 0.1499
1995-06-24 14:00 | 116.0971 | 139.6652 | 385.3692 | 24.0408 | 14.1005 | 1.4984 | 10.7988 | 16.4959 | 0 | 0.016806 | 0.77299
1995-06-24 15:00 | 145.2095 | 145.4644 | 308.487 | 22.793 | 14.1005 | 1.4983 | 9.0572 | 16.897 | 0 | 0.016806 | 1.5309
1995-06-24 16:00 | 145.9383 | 179.5098 | 239.3454 | 30.5421 | 14.1005 | 1.5183 | 12.5543 | 17.7697 | 0 | 0.016806 | 2.25
1995-06-24 17:00 | 147.9346 | 193.9667 | 146.5044 | 27.8325 | 14.1005 | 1.5282 | 12.4374 | 16.8866 | 0 | 0.0589 | 3.3636
1995-06-24 18:00 | 154.129 | 204.3786 | 56.0301 | 36.5199 | 14.1005 | 1.5279 | 14.706 | 17.7779 | 0 | 0.0589 | 8.8261
1995-06-24 19:00 | 161.2957 | 211.1512 | 7.0648 | 25.5835 | 43.6769 | 1.5278 | 14.1543 | 17.7904 | 0 | 0.0589 | 14.1058
1995-06-24 20:00 | 170.4706 | 211.3695 | 0.012129 | 37.359 | 41.9954 | 1.5489 | 15.3819 | 17.8085 | 0 | 0.0589 | 6.8803
1995-06-24 21:00 | 174.4694 | 202.0357 | 2.6044e-05 | 26.619 | 55.8721 | 1.5489 | 15.4735 | 17.8172 | 0 | 0.0589 | 5.7132
1995-06-24 22:00 | 169.2402 | 169.1755 | 0 | 38.4775 | 62.9712 | 1.543 | 17.8036 | 17.6231 | 0 | 0.0589 | 4.4098
1995-06-24 23:00 | 172.35 | 154.9443 | 0 | 30.642 | 64.603 | 1.543 | 14.5219 | 17.6401 | 0 | 0.0589 | 10.5833
1995-06-25 | 168.6567 | 144.4206 | 0.00073821 | 42.4499 | 67.7754 | 1.5431 | 14.2197 | 17.5132 | 0 | 0.0589 | 47.0078
1995-06-25 01:00 | 169.1922 | 139.4164 | 0.0034846 | 42.5612 | 67.0352 | 1.5433 | 14.1304 | 16.3928 | 0 | 0.0589 | 43.0542
1995-06-25 02:00 | 168.1955 | 133.2007 | 0.032495 | 42.4643 | 64.8738 | 1.5431 | 13.9351 | 16.3787 | 0 | 0.0589 | 44.27
1995-06-25 03:00 | 165.3647 | 136.2446 | 0.18292 | 38.2342 | 64.603 | 1.5429 | 14.3954 | 16.3526 | 0 | 0.0589 | 41.8963
1995-06-25 04:00 | 160.6145 | 137.1483 | 6.3298 | 45.4919 | 54.5133 | 1.584 | 16.5645 | 17.3567 | 0 | 0.0589 | 43.2427
1995-06-25 05:00 | 149.1352 | 140.8924 | 41.9003 | 37.3051 | 64.8363 | 1.5808 | 14.5501 | 17.4167 | 0 | 0.0589 | 34.3368
1995-06-25 06:00 | 130.3138 | 143.9511 | 135.4828 | 42.2755 | 54.9297 | 1.5803 | 12.6725 | 17.5013 | 0 | 0.016806 | 20.7651
1995-06-25 07:00 | 114.0362 | 145.4961 | 263.4196 | 43.3675 | 32.7983 | 1.5811 | 11.8342 | 17.7002 | 0 | 0.016806 | 6.3249
1995-06-25 08:00 | 103.7795 | 140.5209 | 379.9352 | 31.2577 | 19.9311 | 1.5809 | 11.7745 | 17.723 | 0 | 0.016806 | 0.35981
1995-06-25 09:00 | 104.1815 | 129.5244 | 452.2843 | 24.5475 | 19.1181 | 1.5809 | 11.6842 | 17.6993 | 0 | 0.016806 | 0.044091
1995-06-25 10:00 | 113.3987 | 127.5238 | 487.5179 | 35.1042 | 17.3621 | 1.5809 | 11.5208 | 17.7239 | 0 | 0.016806 | 0.30119
1995-06-25 11:00 | 128.0721 | 134.5892 | 497.9571 | 32.9174 | 16.2302 | 1.5812 | 11.4343 | 17.67 | 0 | 0.016806 | 0.38359
1995-06-25 12:00 | 139.4046 | 152.0252 | 479.4728 | 33.9279 | 16.9556 | 1.5815 | 11.233 | 17.6379 | 0 | 0.016806 | 0.52686
1995-06-25 13:00 | 143.2309 | 163.4428 | 456.079 | 35.3718 | 17.6526 | 1.5817 | 11.1856 | 17.616 | 0 | 0.016806 | 0.54573
1995-06-25 14:00 | 143.5543 | 173.3691 | 408.8906 | 38.7823 | 20.7366 | 1.5816 | 11.1614 | 17.6828 | 0 | 0.016806 | 0.44912
1995-06-25 15:00 | 152.9356 | 175.8557 | 347.0752 | 38.7979 | 22.2295 | 1.549 | 11.1506 | 17.6543 | 0 | 0.016806 | 1.5634
1995-06-25 16:00 | 172.4441 | 189.6674 | 246.4301 | 41.072 | 22.8792 | 1.5486 | 11.3198 | 17.7713 | 0 | 0.016806 | 3.1754
1995-06-25 17:00 | 173.2942 | 197.9429 | 147.1047 | 50.4868 | 29.164 | 1.5488 | 13.901 | 17.6842 | 0 | 0.085096 | 7.6916
1995-06-25 18:00 | 176.9128 | 208.9039 | 52.2699 | 42.3657 | 69.5037 | 1.5498 | 14.0559 | 17.6555 | 0 | 0.085096 | 28.3535
1995-06-25 19:00 | 183.0174 | 216.0157 | 7.3159 | 51.4239 | 72.8204 | 1.5477 | 13.9241 | 17.7478 | 0 | 0.085096 | 26.4473
1995-06-25 20:00 | 192.6316 | 218.0298 | 0.011587 | 60.4607 | 61.1591 | 1.5475 | 14.3767 | 17.7179 | 0 | 0.085096 | 22.7141
1995-06-25 21:00 | 196.9442 | 217.2456 | 0 | 42.9664 | 69.9656 | 1.5474 | 14.003 | 17.7023 | 0 | 0.085096 | 22.2479
1995-06-25 22:00 | 195.8186 | 194.8403 | 0 | 50.0217 | 67.3863 | 1.5482 | 12.9156 | 17.6967 | 0 | 0.085096 | 23.2297
1995-06-25 23:00 | 195.2518 | 190.6785 | 0 | 41.4689 | 67.5278 | 1.5488 | 12.4684 | 17.5473 | 0 | 0.085096 | 8.1367
1995-06-26 | 192.3249 | 185.0594 | 0 | 31.8303 | 65.0293 | 1.5487 | 12.0113 | 17.3735 | 0 | 0.0589 | 10.3379
1995-06-26 01:00 | 187.3929 | 179.8632 | 0.0026633 | 38.1422 | 57.4847 | 1.5487 | 11.3454 | 17.3863 | 0 | 0.016806 | 8.0035
1995-06-26 02:00 | 183.1488 | 176.053 | 0.044289 | 51.0933 | 40.8898 | 1.5478 | 10.9857 | 17.2866 | 0 | 0.016806 | 8.8788
1995-06-26 03:00 | 179.9844 | 168.3847 | 0.23551 | 36.0158 | 58.2956 | 1.5356 | 11.3169 | 17.2987 | 0 | 0.016806 | 8.0522
1995-06-26 04:00 | 177.2659 | 164.7551 | 8.0297 | 56.1707 | 34.6031 | 1.5345 | 11.268 | 17.1697 | 0 | 0.016806 | 2.6756
1995-06-26 05:00 | 170.0094 | 162.9621 | 46.9896 | 37.0932 | 56.9482 | 1.5351 | 10.6574 | 17.29 | 0 | 0.016806 | 7.393
1995-06-26 06:00 | 156.3661 | 163.7055 | 147.3341 | 43.3905 | 31.2294 | 1.5351 | 10.5828 | 16.401 | 0 | 0.016806 | 2.5647
1995-06-26 07:00 | 129.562 | 161.4711 | 278.476 | 35.2803 | 26.4611 | 1.5354 | 10.7273 | 17.34 | 0 | 0.016806 | 0.23586
1995-06-26 08:00 | 111.9892 | 170.2445 | 388.0257 | 29.1146 | 24.5305 | 1.5357 | 10.7207 | 16.3434 | 0 | 0.016806 | 0
1995-06-26 09:00 | 114.9499 | 171.0282 | 431.9564 | 28.1908 | 25.093 | 1.5343 | 10.6675 | 16.3931 | 0 | 0.016806 | 0
1995-06-26 10:00 | 110.6347 | 146.244 | 496.3896 | 28.7764 | 25.093 | 1.5354 | 10.5171 | 17.3947 | 0 | 0.016806 | 0.014667
1995-06-26 11:00 | 125.4652 | 158.5615 | 496.2481 | 37.271 | 25.093 | 1.5354 | 10.3843 | 16.3872 | 0 | 0.016806 | 0.30119
1995-06-26 12:00 | 127.177 | 170.7814 | 486.5985 | 39.8772 | 25.093 | 1.5357 | 10.2345 | 17.4068 | 0 | 0.016806 | 0.28325
1995-06-26 13:00 | 141.8403 | 175.7124 | 467.7877 | 31.6468 | 27.2633 | 1.5356 | 10.6768 | 17.3576 | 0 | 0.016806 | 0
1995-06-26 14:00 | 156.6181 | 184.4923 | 431.9661 | 38.4356 | 28.66 | 1.5375 | 11.4418 | 17.3372 | 0 | 0.016806 | 0.89392
1995-06-26 15:00 | 162.2836 | 193.4028 | 367.902 | 39.1953 | 31.7668 | 1.5375 | 11.3789 | 17.3558 | 0 | 0.016806 | 2.0347
1995-06-26 16:00 | 194.4956 | 199.6315 | 254.2436 | 54.4864 | 78.07 | 1.5377 | 11.0623 | 17.3936 | 0 | 0.016806 | 2.7445
1995-06-26 17:00 | 190.7055 | 213.3107 | 147.3075 | 51.4838 | 63.7034 | 1.5434 | 11.4306 | 17.4465 | 0 | 0.016806 | 6.4472
1995-06-26 18:00 | 193.1246 | 223.9387 | 50.5757 | 48.3102 | 72.3915 | 1.5435 | 11.6547 | 16.5283 | 0 | 0.016806 | 18.1062
1995-06-26 19:00 | 204.9368 | 231.2604 | 6.4169 | 48.6449 | 73.5165 | 1.5433 | 11.5242 | 17.6175 | 0 | 0.016806 | 27.3918
1995-06-26 20:00 | 213.9472 | 233.3626 | 0.011397 | 46.1415 | 71.4264 | 1.5522 | 11.5343 | 16.548 | 0 | 0.016806 | 22.6923
1995-06-26 21:00 | 218.0167 | 230.8451 | 8.5934e-05 | 45.1116 | 71.9809 | 1.5529 | 11.5277 | 17.4873 | 0 | 0.016806 | 18.1538
1995-06-26 22:00 | 221.4393 | 216.8721 | 0 | 52.5374 | 73.761 | 1.5538 | 11.6029 | 17.5807 | 0 | 0.016806 | 9.2277
1995-06-26 23:00 | 220.9048 | 204.1591 | 0 | 54.2551 | 60.7888 | 1.5519 | 10.8652 | 17.5574 | 0 | 0.016806 | 5.8761
1995-06-27 | 212.2607 | 188.0988 | 0.00076221 | 41.3587 | 54.9995 | 1.5619 | 12.0741 | 16.3852 | 0 | 0.17691 | 17.5463
1995-06-27 01:00 | 204.0461 | 175.3531 | 0.0042027 | 64.5013 | 31.87 | 1.5619 | 11.8986 | 17.3726 | 0 | 0.17691 | 17.7939
1995-06-27 02:00 | 195.7377 | 167.5192 | 0.036715 | 51.3176 | 49.5334 | 1.5619 | 11.7876 | 17.3491 | 0 | 0.17691 | 19.5356
1995-06-27 03:00 | 187.1328 | 160.971 | 0.18374 | 57.8702 | 44.8853 | 1.5562 | 11.7368 | 17.3678 | 0 | 0.17691 | 26.4609
1995-06-27 04:00 | 178.6278 | 152.8313 | 8.1858 | 60.9617 | 19.9467 | 1.5586 | 11.9579 | 17.3301 | 0 | 0.13482 | 37.5864
1995-06-27 05:00 | 168.6405 | 146.4119 | 48.5493 | 55.1489 | 17.2974 | 1.5596 | 11.3455 | 17.3331 | 0 | 0.016806 | 32.6088
1995-06-27 06:00 | 153.7007 | 141.6195 | 150.395 | 33.6908 | 18.76 | 1.559 | 10.0726 | 17.33 | 0 | 0.016806 | 18.8451
1995-06-27 07:00 | 128.5129 | 140.3579 | 282.5141 | 37.6337 | 18.76 | 1.5588 | 10.2371 | 17.3867 | 0 | 0.016806 | 0.60345
1995-06-27 08:00 | 112.1289 | 139.4894 | 407.3863 | 25.0642 | 18.76 | 1.5593 | 10.1952 | 17.3859 | 0 | 0.016806 | 0
1995-06-27 09:00 | 111.8676 | 138.2258 | 469.9154 | 25.0833 | 18.76 | 1.5601 | 10.1186 | 17.3703 | 0 | 0.016806 | 0
1995-06-27 10:00 | 105.3123 | 130.3214 | 512.7667 | 41.5139 | 18.76 | 1.5163 | 9.812 | 16.0048 | 0 | 0.016806 | 0.12976
1995-06-27 11:00 | 121.3555 | 128.9633 | 514.3105 | 26.9193 | 18.76 | 1.5143 | 9.6987 | 17.0026 | 0 | 0.016806 | 0.30119
1995-06-27 12:00 | 137.2491 | 128.2804 | 509.6285 | 26.3067 | 18.76 | 1.5155 | 9.2843 | 17.2454 | 0 | 0.016806 | 0.30119
1995-06-27 13:00 | 144.2746 | 128.5904 | 502.1685 | 28.1121 | 22.1124 | 1.5159 | 9.6405 | 17.2098 | 0 | 0.016806 | 0
1995-06-27 14:00 | 144.1968 | 130.8905 | 465.3013 | 35.2059 | 19.4539 | 1.5155 | 9.4262 | 15.8783 | 0 | 0.016806 | 0
1995-06-27 15:00 | 164.173 | 139.1283 | 395.1639 | 28.3346 | 21.1767 | 1.5158 | 9.8544 | 17.2825 | 0 | 0.016806 | 0
1995-06-27 16:00 | 191.0653 | 150.161 | 286.4511 | 33.0645 | 22.6275 | 1.5158 | 11.4132 | 17.3047 | 0 | 0.016806 | 0.82876
1995-06-27 17:00 | 192.7711 | 161.7423 | 165.0781 | 35.0308 | 22.2581 | 1.5162 | 12.1115 | 17.222 | 0 | 0.0589 | 3.6288
1995-06-27 18:00 | 197.5605 | 173.9094 | 58.8174 | 42.3801 | 58.9911 | 1.5165 | 12.4065 | 17.4223 | 0 | 0.17691 | 19.4193
1995-06-27 19:00 | 206.6597 | 179.4291 | 7.7279 | 49.2883 | 51.3399 | 1.5172 | 12.4556 | 17.5086 | 0 | 0.17691 | 30.6769
1995-06-27 20:00 | 218.5997 | 180.4447 | 0.01044 | 40.8236 | 66.6684 | 1.4937 | 12.4643 | 17.4964 | 0 | 0.17691 | 27.1861
1995-06-27 21:00 | 218.1676 | 179.3573 | 0.00011576 | 47.2359 | 70.8065 | 1.4955 | 12.5369 | 17.5753 | 0 | 0.17691 | 20.6597
1995-06-27 22:00 | 212.9591 | 167.0666 | 0 | 50.5903 | 65.2432 | 1.4934 | 15.986 | 17.5582 | 0 | 0.17691 | 23.6821
1995-06-27 23:00 | 202.7228 | 162.0209 | 0 | 47.0903 | 77.8151 | 1.4939 | 15.4335 | 17.5081 | 0 | 0.17691 | 12.3258
1995-06-28 | 188.7201 | 159.8537 | 0.00050825 | 67.1319 | 83.664 | 1.4885 | 15.498 | 17.3793 | 0 | 0.24361 | 35.1287
1995-06-28 01:00 | 175.6276 | 156.2412 | 0.0050495 | 64.0227 | 83.664 | 1.4885 | 15.382 | 17.3438 | 0 | 0.24361 | 37.9392
1995-06-28 02:00 | 162.6257 | 152.8034 | 0.052055 | 69.861 | 78.7432 | 1.4885 | 15.4139 | 17.3594 | 0 | 0.24361 | 42.8214
1995-06-28 03:00 | 151.6193 | 148.6165 | 0.25092 | 65.4039 | 82.566 | 1.4882 | 15.5477 | 17.3292 | 0 | 0.24361 | 46.5064
1995-06-28 04:00 | 138.9302 | 143.1811 | 8.2105 | 56.8401 | 78.2117 | 1.4879 | 15.7194 | 17.3641 | 0 | 0.24361 | 44.103
1995-06-28 05:00 | 125.9751 | 137.1196 | 52.481 | 59.1559 | 75.304 | 1.493 | 15.5092 | 17.3871 | 0 | 0.17691 | 32.5521
1995-06-28 06:00 | 105.8232 | 131.1251 | 162.5869 | 49.0663 | 74.0516 | 1.4951 | 14.686 | 17.5395 | 0 | 0.016806 | 10.778
1995-06-28 07:00 | 83.9603 | 126.5179 | 303.1589 | 43.8903 | 67.9524 | 1.4948 | 14.7375 | 17.6452 | 0 | 0.016806 | 10.8712
1995-06-28 08:00 | 71.9425 | 125.5864 | 427.8496 | 42.658 | 38.8836 | 1.5342 | 14.6133 | 17.6242 | 0 | 0.016806 | 0.39049
1995-06-28 09:00 | 60.9265 | 129.2136 | 502.5127 | 35.2265 | 34.254 | 1.4958 | 14.4795 | 17.6463 | 0 | 0.016806 | 0.18799
1995-06-28 10:00 | 63.1573 | 123.9227 | 550.1125 | 36.865 | 34.254 | 1.4966 | 14.3508 | 17.6958 | 0 | 0.016806 | 0.92861
1995-06-28 11:00 | 73.4942 | 130.1376 | 561.6536 | 40.453 | 34.254 | 1.4972 | 13.6835 | 17.7011 | 0 | 0.016806 | 0.19977
1995-06-28 12:00 | 79.5047 | 140.8592 | 553.0955 | 35.621 | 34.254 | 1.498 | 13.2958 | 17.6962 | 0 | 0.016806 | 0.053569
1995-06-28 13:00 | 87.3226 | 156.6794 | 543.1268 | 35.7689 | 34.254 | 1.5031 | 13.9148 | 17.6416 | 0 | 0.016806 | 0
1995-06-28 14:00 | 109.2121 | 173.8321 | 483.8511 | 31.3576 | 34.254 | 1.4934 | 13.9873 | 17.7431 | 0 | 0.016806 | 0.01426
1995-06-28 15:00 | 123.5998 | 190.3025 | 394.8417 | 43.789 | 37.9273 | 1.4905 | 14.0875 | 17.7357 | 0 | 0.016806 | 0.17851
1995-06-28 16:00 | 134.1261 | 200.231 | 305.5594 | 27.067 | 69.9457 | 1.4919 | 14.3171 | 17.7641 | 0 | 0.056415 | 1.7012
1995-06-28 17:00 | 137.2911 | 217.1211 | 171.9491 | 36.0116 | 64.8655 | 1.4818 | 15.9783 | 17.8308 | 0 | 0.20841 | 4.2682
1995-06-28 18:00 | 144.1052 | 223.0045 | 62.6043 | 37.1441 | 78.999 | 1.4817 | 16.2123 | 17.836 | 0 | 0.24361 | 14.9481
1995-06-28 19:00 | 154.675 | 229.5313 | 7.6763 | 41.6224 | 78.6645 | 1.4795 | 16.4155 | 17.8807 | 0 | 0.74361 | 38.2428
1995-06-28 20:00 | 164.9469 | 233.1795 | 0.0088866 | 44.5586 | 77.741 | 1.4302 | 16.2124 | 17.8175 | 0 | 0.74361 | 43.9103
1995-06-28 21:00 | 165.8157 | 231.4777 | 0 | 54.5237 | 75.0161 | 1.421 | 16.3303 | 17.8561 | 0 | 0.74361 | 36.1093
1995-06-28 22:00 | 161.7643 | 225.1029 | 0 | 48.5148 | 72.405 | 1.4214 | 15.117 | 17.7063 | 0 | 0.74361 | 39.5326
1995-06-28 23:00 | 157.8376 | 218.4404 | 0 | 62.6789 | 72.405 | 1.4216 | 13.2899 | 17.5316 | 0 | 0.74361 | 9.278
1995-06-29 | 154.4219 | 213.0582 | 0 | 51.3774 | 76.2296 | 1.8271 | 44.6259 | 17.5761 | 0 | 2.1555 | 43.9353
1995-06-29 01:00 | 151.9484 | 206.7752 | 0.0024182 | 44.4571 | 75.2587 | 1.8106 | 38.32 | 17.5517 | 0 | 2.1433 | 54.0623
1995-06-29 02:00 | 149.4833 | 202.1698 | 0.034183 | 49.6791 | 76.0898 | 1.8107 | 38.1343 | 17.5317 | 0 | 2.143 | 47.6638
1995-06-29 03:00 | 146.2164 | 195.0523 | 0.26126 | 44.1124 | 76.7862 | 1.8107 | 50.7021 | 17.512 | 0 | 2.1551 | 41.4087
1995-06-29 04:00 | 144.0735 | 189.9878 | 8.0031 | 42.5138 | 76.5761 | 1.8105 | 47.8004 | 17.5042 | 0 | 2.1473 | 29.9172
1995-06-29 05:00 | 136.125 | 186.6055 | 51.2627 | 39.4762 | 79.5153 | 1.81 | 30.4553 | 17.5413 | 0 | 1.9498 | 16.2065
1995-06-29 06:00 | 115.2572 | 182.9692 | 164.0363 | 37.1883 | 79.4613 | 1.8097 | 28.483 | 17.6919 | 0 | 1.8363 | 3.5087
1995-06-29 07:00 | 92.3101 | 177.583 | 316.8757 | 35.5768 | 80.1702 | 1.8096 | 26.7463 | 17.8314 | 0 | 0.66054 | 0.46833
1995-06-29 08:00 | 84.8853 | 178.0651 | 432.6724 | 26.3374 | 61.9073 | 1.5217 | 18.3863 | 17.8706 | 0 | 0.16108 | 0.10685
1995-06-29 09:00 | 81.2676 | 170.8942 | 535.3883 | 25.4891 | 45.1153 | 1.5219 | 17.0442 | 17.8602 | 0 | 0.15462 | 0.021819
1995-06-29 10:00 | 76.2852 | 137.5603 | 578.8767 | 34.7917 | 44.9416 | 1.5222 | 17.6611 | 17.779 | 0 | 0.16132 | 0.065257
1995-06-29 11:00 | 82.4621 | 147.1959 | 580.1331 | 31.4102 | 43.1306 | 1.5654 | 15.555 | 17.8365 | 0 | 0.13659 | 0.09205
1995-06-29 12:00 | 90.4239 | 138.0275 | 577.7248 | 32.8763 | 46.5404 | 1.5945 | 16.1935 | 17.8535 | 0 | 0.15255 | 0
1995-06-29 13:00 | 94.0506 | 139.0204 | 558.8801 | 35.9304 | 45.5405 | 1.5945 | 16.1992 | 17.8672 | 0 | 0.15725 | 1.0288
1995-06-29 14:00 | 99.0737 | 147.8076 | 509.2895 | 36.2242 | 41.497 | 1.5942 | 15.7313 | 17.9151 | 0 | 0.13683 | 0.10685
1995-06-29 15:00 | 111.1036 | 145.7339 | 431.6065 | 35.1827 | 49.0066 | 1.6008 | 22.5998 | 17.9288 | 0 | 0.21385 | 0.016
1995-06-29 16:00 | 116.9615 | 144.6728 | 318.5291 | 37.5749 | 70.0489 | 1.6062 | 33.1293 | 17.9992 | 0 | 0.24767 | 0.016
1995-06-29 17:00 | 118.0693 | 142.5177 | 179.4455 | 42.1229 | 77.8192 | 2.0641 | 44.7179 | 18.0036 | 0 | 1.0445 | 0.24817
1995-06-29 18:00 | 119.5725 | 143.5844 | 62.9184 | 51.3186 | 78.816 | 2.064 | 96.2802 | 17.9963 | 0 | 2.1505 | 9.8981
1995-06-29 19:00 | 122.9581 | 140.0514 | 6.7096 | 58.0811 | 78.1985 | 2.0641 | 105.3707 | 18.0241 | 0 | 2.1591 | 18.5248
1995-06-29 20:00 | 129.8897 | 135.7416 | 0.018328 | 54.2745 | 79.2163 | 2.0844 | 98.6885 | 18.02 | 0 | 2.1602 | 39.9497
1995-06-29 21:00 | 127.475 | 130.3133 | 0 | 65.0298 | 77.9969 | 2.079 | 97.661 | 18.0415 | 0 | 2.1611 | 28.5652
1995-06-29 22:00 | 120.1004 | 123.4174 | 0 | 58.9154 | 75.5259 | 2.0799 | 112.074 | 17.9738 | 0 | 2.1495 | 23.0418
1995-06-29 23:00 | 110.601 | 111.7734 | 0 | 56.7296 | 75.5259 | 2.0577 | 103.8955 | 17.8547 | 0 | 2.1669 | 16.9346
1995-06-30 | 101.0731 | 96.688 | 0 | 64.8123 | 79.3715 | 2.0245 | 72.0314 | 17.7209 | 0 | 2.1617 | 56.0802
1995-06-30 01:00 | 91.8999 | 82.2118 | 0.0020801 | 59.8878 | 80.1572 | 1.9429 | 72.974 | 17.6905 | 0 | 2.1454 | 57.4592
1995-06-30 02:00 | 84.2026 | 71.8069 | 0.042129 | 70.1573 | 80.223 | 1.9428 | 71.6712 | 17.6517 | 0 | 2.1451 | 55.7899
1995-06-30 03:00 | 78.8278 | 64.8807 | 0.22385 | 67.7747 | 80.3836 | 2.0957 | 73.103 | 17.6358 | 0 | 2.1612 | 62.9845
1995-06-30 04:00 | 73.642 | 61.5559 | 8.3591 | 61.2495 | 79.8353 | 2.1661 | 73.3822 | 17.5998 | 0 | 2.1508 | 53.0462
1995-06-30 05:00 | 66.6125 | 60.4944 | 53.6129 | 45.4643 | 78.9721 | 2.1002 | 69.1321 | 17.6305 | 0 | 2.137 | 29.0972
1995-06-30 06:00 | 56.5895 | 59.3579 | 164.9525 | 41.2698 | 78.9026 | 2.083 | 43.6588 | 17.7171 | 0 | 2.0949 | 7.7691
1995-06-30 07:00 | 47.4114 | 56.4689 | 314.6704 | 38.4035 | 80.367 | 2.0828 | 34.5438 | 17.8799 | 0 | 0.89751 | 5.7991
1995-06-30 08:00 | 44.459 | 52.5608 | 454.5722 | 30.4582 | 79.8315 | 1.7648 | 25.7251 | 17.9081 | 0 | 0.52959 | 0
1995-06-30 09:00 | 46.9327 | 48.7563 | 550.379 | 26.7274 | 72.8052 | 1.7651 | 23.519 | 17.9335 | 0 | 0.02959 | 0
1995-06-30 10:00 | 44.4188 | 37.6216 | 593.7215 | 35.4519 | 61.3015 | 1.7542 | 24.8072 | 17.9098 | 0 | 0.02959 | 1.1702
1995-06-30 11:00 | 48.378 | 40.2893 | 608.4154 | 25.6618 | 80.1236 | 1.7546 | 23.5682 | 17.9493 | 0 | 0.02959 | 0
1995-06-30 12:00 | 51.7662 | 46.4712 | 601.4118 | 28.0723 | 79.2171 | 1.755 | 20.4853 | 17.9293 | 0 | 0.02959 | 0
1995-06-30 13:00 | 55.2944 | 50.1836 | 572.6835 | 31.4168 | 68.7663 | 1.7551 | 20.507 | 17.942 | 0 | 0.02959 | 0
1995-06-30 14:00 | 58.4516 | 52.3578 | 516.3543 | 30.9397 | 80.6395 | 1.7553 | 20.4482 | 17.9979 | 0 | 0.02959 | 0
1995-06-30 15:00 | 63.7745 | 55.5209 | 433.2107 | 32.4586 | 81.1199 | 1.7553 | 24.3812 | 18.0143 | 0 | 0.20151 | 0.073045
1995-06-30 16:00 | 70.2111 | 59.6278 | 315.7179 | 38.513 | 81.1199 | 2.0405 | 45.9566 | 18.0372 | 0 | 0.99493 | 0.38522
1995-06-30 17:00 | 73.7178 | 65.5393 | 176.3667 | 42.6504 | 80.7163 | 2.1817 | 62.2462 | 18.0077 | 0 | 0.99493 | 9.7079
1995-06-30 18:00 | 69.897 | 73.9971 | 62.575 | 62.8066 | 81.1199 | 2.1914 | 68.8005 | 18.0208 | 0 | 1.037 | 54.2315
1995-06-30 19:00 | 67.8648 | 85.703 | 6.7581 | 57.6374 | 81.1199 | 1.9314 | 69.3313 | 18.0347 | 0 | 2.137 | 58.9549
1995-06-30 20:00 | 69.7896 | 100.8102 | 0.021399 | 75.5474 | 81.1199 | 1.9317 | 70.1745 | 17.9984 | 0 | 2.137 | 69.523
1995-06-30 21:00 | 70.013 | 116.3468 | 0 | 64.2047 | 80.5333 | 1.925 | 70.7722 | 18.0176 | 0 | 2.137 | 61.0481
1995-06-30 22:00 | 67.4178 | 121.999 | 0 | 68.9249 | 81.1199 | 1.9259 | 71.7284 | 17.9424 | 0 | 2.137 | 36.0233
1995-06-30 23:00 | 68.2416 | 123.9419 | 0 | 69.5848 | 81.1199 | 1.9259 | 73.7934 | 17.8618 | 0 | 2.132 | 29.4247
1995-07-01 | 70.9737 | 129.8717 | 0.0006507 | 78.0297 | 81.1199 | 2.5672 | 90.2715 | 17.7759 | 0 | 2.1365 | 48.827
1995-07-01 01:00 | 74.8247 | 137.1853 | 0.003377 | 65.9091 | 81.1199 | 2.5671 | 90.4702 | 17.7241 | 0 | 2.0949 | 38.6092
1995-07-01 02:00 | 79.9479 | 144.0351 | 0.049108 | 57.3946 | 81.1199 | 2.4833 | 91.6178 | 17.7115 | 0 | 2.0947 | 23.6637
1995-07-01 03:00 | 83.2984 | 155.7845 | 0.28492 | 50.8473 | 81.1199 | 2.4315 | 91.1805 | 17.7125 | 0 | 2.1414 | 5.8729
1995-07-01 04:00 | 85.9325 | 171.7167 | 8.3869 | 42.6181 | 81.1199 | 2.4532 | 64.0305 | 17.6906 | 0 | 2.0975 | 0.97739
1995-07-01 05:00 | 82.6191 | 180.0147 | 53.357 | 36.6442 | 81.1199 | 2.1647 | 23.7177 | 17.7251 | 0 | 1.8317 | 0.14385
1995-07-01 06:00 | 77.4464 | 181.5189 | 158.7293 | 33.6634 | 81.1199 | 1.6027 | 19.1944 | 17.8906 | 0 | 1.7339 | 0
1995-07-01 07:00 | 69.188 | 175.5762 | 295.9682 | 36.1589 | 81.1199 | 2.0744 | 18.3251 | 18.0234 | 0 | 1.6333 | 0
1995-07-01 08:00 | 66.1525 | 168.7111 | 414.2346 | 32.5096 | 68.9544 | 2.0745 | 12.1758 | 18.0674 | 0 | 0.53365 | 0
1995-07-01 09:00 | 64.5722 | 161.6396 | 505.9538 | 26.8869 | 50.4215 | 2.0986 | 11.7711 | 17.9853 | 0 | 0.52951 | 0.016
1995-07-01 10:00 | 51.6115 | 119.9587 | 543.0948 | 32.6828 | 39.5184 | 2.2527 | 11.9681 | 17.9828 | 0 | 0.5338 | 0
1995-07-01 11:00 | 54.6572 | 111.5343 | 566.168 | 27.6125 | 50.2109 | 2.2532 | 12.4525 | 18.0633 | 0 | 0.51794 | 0
1995-07-01 12:00 | 61.0704 | 115.87 | 565.5744 | 36.4495 | 32.8079 | 2.2157 | 11.856 | 18.0069 | 0 | 0.52818 | 0.016
1995-07-01 13:00 | 66.3077 | 116.4443 | 538.7463 | 25.3676 | 43.8162 | 2.2157 | 11.7684 | 18.0213 | 0 | 0.53119 | 0
1995-07-01 14:00 | 72.1428 | 119.8642 | 496.299 | 27.4772 | 56.1248 | 2.216 | 13.8161 | 18.0421 | 0 | 0.5181 | 0
1995-07-01 15:00 | 84.0744 | 122.3835 | 415.4982 | 37.4188 | 59.0532 | 2.2776 | 18.9305 | 18.0504 | 0 | 0.64273 | 0.014043
1995-07-01 16:00 | 82.5796 | 123.5206 | 304.6406 | 29.1462 | 82.2179 | 2.6549 | 25.1067 | 18.0893 | 0 | 2.3371 | 0.49883
1995-07-01 17:00 | 87.6559 | 124.8783 | 172.8964 | 33.9046 | 82.2179 | 2.6494 | 52.7749 | 18.0794 | 0 | 2.8465 | 4.2314
1995-07-01 18:00 | 87.2183 | 122.4884 | 62.7154 | 40.7141 | 82.2179 | 2.9372 | 99.8185 | 18.0544 | 0 | 2.8504 | 4.782
1995-07-01 19:00 | 90.985 | 116.8909 | 7.1792 | 42.9302 | 82.2179 | 2.9373 | 118.8353 | 18.07 | 0 | 2.8559 | 3.0297
1995-07-01 20:00 | 95.7554 | 107.9018 | 0.020774 | 48.2755 | 82.2179 | 2.9526 | 127.3058 | 18.0742 | 0 | 2.8566 | 9.7712
1995-07-01 21:00 | 94.037 | 98.9966 | 4.7742e-05 | 58.2689 | 82.2179 | 2.969 | 126.9993 | 18.093 | 0 | 6.2978 | 6.5674
1995-07-01 22:00 | 88.8591 | 84.4811 | 0 | 55.9286 | 82.2179 | 2.9697 | 125.2075 | 18.0317 | 0 | 6.8016 | 8.7455
1995-07-01 23:00 | 82.6869 | 72.4844 | 0 | 58.4609 | 82.2179 | 2.9919 | 122.2239 | 17.9282 | 0 | 6.7922 | 7.5993
1995-07-02 | 78.9983 | 63.0362 | 0.00050099 | 65.9576 | 82.2179 | 3.5911 | 124.0957 | 17.7846 | 0 | 6.7922 | 61.9176
1995-07-02 01:00 | 76.8911 | 58.4081 | 0.0049342 | 86.8673 | 82.2179 | 3.5904 | 121.4937 | 17.7593 | 0 | 7.5803 | 16.2513
1995-07-02 02:00 | 74.2043 | 54.326 | 0.05833 | 69.0601 | 82.2179 | 3.7059 | 119.1475 | 17.7041 | 0 | 7.989 | 30.297
1995-07-02 03:00 | 72.2041 | 51.6105 | 0.31008 | 71.0604 | 82.2179 | 3.7056 | 118.1275 | 17.6911 | 0 | 9.0436 | 26.3934
1995-07-02 04:00 | 68.5091 | 50.2367 | 7.7067 | 70.7426 | 82.2179 | 3.6906 | 118.1633 | 17.7077 | 0 | 10.6829 | 17.9223
1995-07-02 05:00 | 61.432 | 45.8916 | 49.3982 | 89.3781 | 82.2179 | 3.6966 | 112.4565 | 17.7351 | 0 | 12.0288 | 22.2684
1995-07-02 06:00 | 52.1545 | 41.1461 | 152.1169 | 56.231 | 82.2179 | 3.6814 | 98.6693 | 17.8479 | 0 | 10.8781 | 13.9633
1995-07-02 07:00 | 43.246 | 37.6123 | 288.1157 | 37.1912 | 82.2179 | 3.0721 | 82.5045 | 18.0003 | 0 | 13.3199 | 1.2018
1995-07-02 08:00 | 40.5073 | 33.7123 | 403.5212 | 32.4899 | 82.2179 | 3.0345 | 57.9304 | 17.974 | 0 | 10.3579 | 0.36521
1995-07-02 09:00 | 42.9659 | 30.4578 | 482.4782 | 34.4827 | 82.2179 | 2.999 | 56.036 | 18.0036 | 0 | 7.4968 | 0.1029
1995-07-02 10:00 | 39.6392 | 23.7179 | 521.2503 | 25.0959 | 82.2179 | 3.0038 | 56.0248 | 18.0009 | 0 | 7.9974 | 0
1995-07-02 11:00 | 43.499 | 24.814 | 534.405 | 30.4749 | 82.2179 | 2.9799 | 57.2756 | 17.9493 | 0 | 7.2153 | 0.074402
1995-07-02 12:00 | 46.9249 | 27.442 | 537.2832 | 27.7948 | 82.2179 | 2.9805 | 55.5135 | 17.8723 | 0 | 6.7254 | 0.016
1995-07-02 13:00 | 56.2407 | 29.5353 | 513.554 | 32.8186 | 82.2179 | 2.9808 | 56.0693 | 17.941 | 0 | 7.8779 | 0
1995-07-02 14:00 | 66.16 | 32.5393 | 463.8546 | 33.4218 | 82.2179 | 2.9848 | 56.2664 | 18.0068 | 0 | 10.373 | 0
1995-07-02 15:00 | 91.0708 | 34.4314 | 375.111 | 37.0687 | 82.2179 | 3.6816 | 59.1827 | 18.0023 | 0 | 12.3873 | 0.48138
1995-07-02 16:00 | 102.7929 | 38.8695 | 274.6945 | 49.4202 | 82.2179 | 3.7003 | 60.2016 | 18.0171 | 0 | 10.9071 | 11.4415
1995-07-02 17:00 | 118.4459 | 44.4163 | 148.1953 | 59.7925 | 82.2179 | 3.696 | 81.9098 | 17.9955 | 0 | 11.9569 | 32.3161
1995-07-02 18:00 | 115.759 | 52.7926 | 58.9682 | 74.9289 | 82.2179 | 3.708 | 91.1113 | 17.9983 | 0 | 13.8666 | 48.2118
1995-07-02 19:00 | 117.3886 | 62.4786 | 7.889 | 100.4026 | 82.2179 | 3.0635 | 94.3731 | 17.9934 | 0 | 12.9135 | 68.8893
1995-07-02 20:00 | 124.1674 | 73.0617 | 0.019738 | 94.6787 | 82.2179 | 3.073 | 90.0004 | 18.0251 | 0 | 12.5581 | 68.1183
1995-07-02 21:00 | 126.1525 | 84.6331 | 0 | 103.5172 | 82.2179 | 3.073 | 88.3966 | 17.9985 | 0 | 10.9812 | 43.1417
1995-07-02 22:00 | 140.2807 | 94.4692 | 0 | 75.2829 | 82.2179 | 3.0739 | 87.1997 | 17.9201 | 0 | 7.4672 | 33.8753
1995-07-02 23:00 | 144.959 | 97.2339 | 0 | 83.9178 | 82.2179 | 3.0745 | 86.5864 | 17.8237 | 0 | 7.8349 | 18.9765
1995-07-03 | 149.1585 | 99.0097 | 0.00017686 | 94.1202 | 82.2179 | 3.0745 | 47.4338 | 17.7151 | 0 | 1.7407 | 15.0837
1995-07-03 01:00 | 151.8266 | 103.4846 | 0.0027901 | 85.591 | 82.2179 | 3.0536 | 47.596 | 17.6572 | 0 | 1.7407 | 5.5864
1995-07-03 02:00 | 151.4057 | 104.5835 | 0.043085 | 79.4253 | 82.2179 | 3.0638 | 46.357 | 17.5972 | 0 | 1.6896 | 2.0444
1995-07-03 03:00 | 152.2575 | 101.3564 | 0.27269 | 69.1892 | 82.2179 | 3.0632 | 48.5567 | 17.5692 | 0 | 1.7407 | 2.5883
1995-07-03 04:00 | 148.7784 | 97.9425 | 7.0662 | 71.8304 | 82.2179 | 3.0792 | 47.1184 | 17.5909 | 0 | 1.7407 | 1.2175
1995-07-03 05:00 | 142.6646 | 102.0277 | 47.3345 | 71.2934 | 82.2179 | 3.0559 | 46.6718 | 17.5664 | 0 | 1.7378 | 1.1284
1995-07-03 06:00 | 135.1164 | 105.1287 | 125.1994 | 60.842 | 82.2179 | 3.0781 | 37.0677 | 17.6278 | 0 | 1.6986 | 0.68936
1995-07-03 07:00 | 130.3849 | 101.4292 | 229.5037 | 38.1125 | 82.2179 | 3.0785 | 35.722 | 17.6858 | 0 | 1.6986 | 0.5664
1995-07-03 08:00 | 129.5942 | 93.5183 | 320.954 | 27.924 | 82.2179 | 3.0981 | 35.7933 | 17.6769 | 0 | 1.6983 | 0.4859
1995-07-03 09:00 | 123.9728 | 90.2714 | 395.5458 | 36.8891 | 82.2179 | 3.1209 | 36.2654 | 17.6575 | 0 | 1.6983 | 0.016
1995-07-03 10:00 | 121.7455 | 88.4761 | 436.0105 | 25.0291 | 82.2179 | 3.1024 | 36.5318 | 17.6543 | 0 | 1.6945 | 0
1995-07-03 11:00 | 115.74 | 89.5531 | 461.5757 | 44.3433 | 82.2179 | 3.0926 | 36.6766 | 17.5982 | 0 | 1.6983 | 0.30987
1995-07-03 12:00 | 123.368 | 89.1267 | 454.6771 | 28.2124 | 82.2179 | 3.093 | 39.3376 | 17.551 | 0 | 1.6983 | 0.077682
1995-07-03 13:00 | 127.4489 | 87.8116 | 436.0969 | 38.5246 | 82.2179 | 3.0925 | 39.7076 | 17.5831 | 0 | 1.6047 | 0
1995-07-03 14:00 | 135.9176 | 87.9592 | 392.1415 | 48.9104 | 82.2179 | 3.0707 | 38.7557 | 17.6025 | 0 | 1.6983 | 0.041721
1995-07-03 15:00 | 147.371 | 97.971 | 326.8785 | 52.0984 | 82.2179 | 3.0707 | 39.7076 | 17.6007 | 0 | 1.6983 | 0.47428
1995-07-03 16:00 | 164.8231 | 106.5053 | 229.3979 | 67.2215 | 82.2179 | 3.0695 | 41.7906 | 17.6353 | 0 | 1.6983 | 1.7526
1995-07-03 17:00 | 177.1532 | 117.4659 | 129.4594 | 70.4388 | 82.2179 | 3.083 | 52.2397 | 17.6794 | 0 | 1.7404 | 8.4194
1995-07-03 18:00 | 177.2973 | 132.9557 | 55.6263 | 75.9041 | 82.2179 | 3.0843 | 60.734 | 17.7589 | 0 | 1.7407 | 31.8751
1995-07-03 19:00 | 173.2936 | 142.1196 | 8.3012 | 87.7619 | 82.2179 | 3.0411 | 63.022 | 17.7752 | 0 | 1.7407 | 22.2435
1995-07-03 20:00 | 168.1434 | 148.272 | 0.027892 | 76.3102 | 82.2179 | 2.0524 | 63.9228 | 17.7501 | 0 | 1.0357 | 15.5126
1995-07-03 21:00 | 161.436 | 151.1089 | 0 | 81.2884 | 82.2179 | 2.3462 | 63.9399 | 17.7411 | 0 | 1.0357 | 11.6751
1995-07-03 22:00 | 162.6025 | 143.8417 | 0 | 93.5373 | 82.2179 | 1.9136 | 62.5448 | 17.7024 | 0 | 1.0357 | 8.3404
1995-07-03 23:00 | 161.7909 | 145.1387 | 0 | 78.1429 | 82.2179 | 2.1479 | 58.3391 | 17.6816 | 0 | 1.0357 | 6.0026
1995-07-04 | 158.5379 | 149.6553 | 0.00050157 | 62.3223 | 77.981 | 1.8942 | 48.3197 | 17.5706 | 0 | 1.9397 | 5.2699
1995-07-04 01:00 | 154.9376 | 159.5315 | 0.0041329 | 67.7789 | 78.6509 | 1.8942 | 49.3488 | 17.5321 | 0 | 1.9397 | 2.9299
1995-07-04 02:00 | 155.51 | 163.8408 | 0.046363 | 61.104 | 78.6509 | 1.894 | 44.8996 | 17.504 | 0 | 1.9397 | 1.322
1995-07-04 03:00 | 157.7998 | 166.4524 | 0.24082 | 67.7373 | 78.6509 | 1.8733 | 42.885 | 17.5047 | 0 | 1.9397 | 2.1873
1995-07-04 04:00 | 158.3931 | 168.9034 | 6.9714 | 54.4306 | 74.0692 | 1.8727 | 41.2402 | 17.5258 | 0 | 1.9397 | 2.7068
1995-07-04 05:00 | 151.727 | 179.3382 | 46.1767 | 49.1692 | 65.4733 | 1.8489 | 20.3466 | 17.4638 | 0 | 1.9397 | 0
1995-07-04 06:00 | 144.8124 | 202.7057 | 127.0319 | 32.8179 | 65.4733 | 1.5408 | 9.7863 | 17.325 | 0 | 1.7697 | 0.07
1995-07-04 07:00 | 145.8775 | 210.7153 | 240.014 | 33.4116 | 64.3753 | 1.5307 | 10.0343 | 17.5107 | 0 | 0.63452 | 0.41397
1995-07-04 08:00 | 149.0241 | 209.3119 | 335.4614 | 26.3928 | 63.6105 | 1.5308 | 9.1014 | 17.4929 | 0 | 0.016514 | 0.056793
1995-07-04 09:00 | 152.8317 | 204.8819 | 404.7229 | 33.439 | 51.6914 | 1.5312 | 8.8137 | 17.5105 | 0 | 0.016514 | 0
1995-07-04 10:00 | 143.4137 | 202.062 | 453.4355 | 28.2753 | 47.523 | 1.532 | 8.6291 | 17.4787 | 0 | 0.016514 | 0
1995-07-04 11:00 | 151.5624 | 199.7209 | 481.9869 | 25.7646 | 47.1468 | 1.5328 | 8.562 | 17.2484 | 0 | 0.016514 | 0
1995-07-04 12:00 | 156.0677 | 200.8542 | 496.9005 | 29.043 | 43.5774 | 1.5335 | 8.4855 | 17.0334 | 0 | 0.016514 | 0.23729
1995-07-04 13:00 | 164.8122 | 201.9364 | 476.1928 | 21.6935 | 35.3628 | 1.5336 | 8.2337 | 16.9667 | 0 | 0.016514 | 0.07
1995-07-04 14:00 | 174.6424 | 210.363 | 431.6459 | 38.1658 | 29.5195 | 1.5341 | 8.1731 | 17.2819 | 0 | 0.016514 | 0
1995-07-04 15:00 | 183.2233 | 209.5785 | 356.7146 | 26.2624 | 46.5116 | 0.044582 | 9.4894 | 10.7662 | 0 | 0.016514 | 0
1995-07-04 16:00 | 185.8106 | 216.0094 | 265.3667 | 27.2725 | 59.2064 | 1.5514 | 13.7284 | 16.9003 | 0 | 0.20015 | 0.071451
1995-07-04 17:00 | 185.4914 | 219.3975 | 156.5842 | 31.7789 | 62.0589 | 1.5349 | 24.6803 | 16.7312 | 0 | 0.24225 | 1.0912
1995-07-04 18:00 | 182.128 | 217.0236 | 62.166 | 46.6166 | 62.0589 | 1.8669 | 30.8513 | 16.957 | 0 | 0.83967 | 5.3805
1995-07-04 19:00 | 177.436 | 211.485 | 5.9678 | 52.8061 | 62.0589 | 1.9 | 36.9422 | 17.1029 | 0 | 1.9397 | 25.6684
1995-07-04 20:00 | 184.3604 | 209.7357 | 0.019647 | 65.5725 | 62.0589 | 1.875 | 45.2943 | 17.1721 | 0 | 1.9397 | 20.9164
1995-07-04 21:00 | 185.6079 | 201.5809 | 0 | 67.6033 | 62.0589 | 1.8751 | 41.0309 | 17.0445 | 0 | 1.9397 | 31.8845
1995-07-04 22:00 | 177.7542 | 183.3955 | 0 | 52.1375 | 62.0589 | 1.8752 | 48.8571 | 17.1866 | 0 | 1.9397 | 19.3296
1995-07-04 23:00 | 175.6832 | 167.546 | 0 | 48.9742 | 62.0589 | 1.8825 | 45.7996 | 16.5804 | 0 | 1.9397 | 27.2627
1995-07-05 | 179.41 | 162.7438 | 0.00033046 | 66.2482 | 62.0589 | 1.5572 | 19.5511 | 16.2365 | 0 | 0.23567 | 51.5119
1995-07-05 01:00 | 164.8378 | 164.9175 | 0.0033698 | 61.3991 | 62.0589 | 1.5571 | 18.4986 | 16.4132 | 0 | 0.23567 | 22.0851
1995-07-05 02:00 | 159.882 | 158.1734 | 0.028835 | 70.0497 | 62.0589 | 1.557 | 19.4606 | 17.0708 | 0 | 0.23567 | 26.0935
1995-07-05 03:00 | 156.7742 | 147.9561 | 0.17211 | 66.678 | 63.1569 | 1.5557 | 19.721 | 15.9621 | 0 | 0.23567 | 52.4259
1995-07-05 04:00 | 141.9688 | 145.5825 | 7.0683 | 63.382 | 63.1569 | 1.5586 | 19.5936 | 16.9008 | 0 | 0.23567 | 27.8642
1995-07-05 05:00 | 134.191 | 143.1689 | 49.077 | 61.7506 | 63.1569 | 1.6028 | 19.8031 | 16.3763 | 0 | 0.23567 | 21.6593
1995-07-05 06:00 | 133.6605 | 144.5689 | 143.0084 | 40.1994 | 63.1569 | 1.6047 | 12.0154 | 17.2104 | 0 | 0.13452 | 2.2129
1995-07-05 07:00 | 132.2189 | 147.5117 | 270.3319 | 26.5732 | 63.1569 | 1.6021 | 11.3947 | 15.9418 | 0 | 0.13452 | 0
1995-07-05 08:00 | 122.6254 | 139.8249 | 379.9708 | 22.7377 | 63.1569 | 1.5989 | 12.6203 | 17.3865 | 0 | 0.042711 | 0
1995-07-05 09:00 | 116.7272 | 132.7122 | 456.0171 | 32.113 | 63.1569 | 1.5992 | 12.6116 | 16.8627 | 0 | 0.042711 | 0
1995-07-05 10:00 | 117.5848 | 119.3044 | 493.0227 | 23.828 | 63.1569 | 1.5998 | 11.3619 | 17.4412 | 0 | 0.042711 | 0
1995-07-05 11:00 | 117.5088 | 116.9295 | 506.2735 | 28.5312 | 63.1569 | 1.6002 | 11.4399 | 15.9248 | 0 | 0.042711 | 0.1922
1995-07-05 12:00 | 116.0017 | 119.9072 | 502.6094 | 23.2559 | 63.1569 | 1.607 | 10.6077 | 16.3511 | 0 | 0.042711 | 0
1995-07-05 13:00 | 115.8816 | 124.1558 | 478.5185 | 21.0273 | 63.1569 | 1.5972 | 10.747 | 17.1741 | 0 | 0.042711 | 0
1995-07-05 14:00 | 114.955 | 125.599 | 439.0451 | 27.2413 | 63.1569 | 1.5973 | 13.1512 | 17.2755 | 0 | 0.042711 | 0
1995-07-05 15:00 | 117.2577 | 125.8507 | 374.9599 | 30.7443 | 63.1569 | 1.6007 | 16.1437 | 17.0272 | 0 | 0.13452 | 0
1995-07-05 16:00 | 114.4279 | 134.3157 | 282.0791 | 33.8091 | 63.1569 | 1.6005 | 20.5023 | 17.6991 | 0 | 0.16222 | 2.1696
1995-07-05 17:00 | 110.1513 | 150.55 | 171.613 | 35.8658 | 63.8276 | 1.6005 | 20.984 | 17.5357 | 0 | 0.21985 | 11.4199
1995-07-05 18:00 | 103.784 | 171.1397 | 64.7397 | 52.515 | 68.0721 | 1.6004 | 24.5691 | 16.8584 | 0 | 0.23539 | 38.8453
1995-07-05 19:00 | 107.4589 | 191.3627 | 6.1667 | 57.6057 | 70.8314 | 1.6005 | 24.5425 | 18.0033 | 0 | 0.23539 | 77.3031
1995-07-05 20:00 | 110.4424 | 207.8717 | 0.014852 | 57.4835 | 73.0569 | 1.6384 | 24.665 | 18.1199 | 0 | 0.23539 | 57.4421
1995-07-05 21:00 | 109.9953 | 223.2899 | 0 | 69.0163 | 74.0569 | 1.6386 | 24.0467 | 18.1013 | 0 | 0.23539 | 31.3214
1995-07-05 22:00 | 107.15 | 233.2437 | 0 | 59.237 | 74.0569 | 1.633 | 26.2004 | 16.7842 | 0 | 0.23539 | 29.0905
1995-07-05 23:00 | 104.6727 | 238.2153 | 0 | 58.0388 | 74.0569 | 1.6336 | 26.6567 | 17.8186 | 0 | 0.23539 | 10.3932
1995-07-06 | 104.3898 | 231.2901 | 0 | 45.5376 | 74.0569 | 1.9155 | 48.871 | 17.7462 | 0 | 1.0357 | 32.484
1995-07-06 01:00 | 103.6993 | 220.3852 | 0.0010836 | 45.4049 | 74.503 | 1.9229 | 43.3614 | 17.8314 | 0 | 1.0357 | 37.1287
1995-07-06 02:00 | 102.9462 | 206.8891 | 0.038454 | 47.5629 | 74.503 | 1.9941 | 50.9571 | 17.7797 | 0 | 1.0357 | 27.6469
1995-07-06 03:00 | 100.3705 | 193.9463 | 0.25149 | 47.3104 | 74.987 | 1.9148 | 51.0477 | 17.757 | 0 | 1.0357 | 25.147
1995-07-06 04:00 | 95.6125 | 179.4758 | 7.1543 | 41.608 | 77.5281 | 1.9134 | 46.3509 | 17.787 | 0 | 1.0357 | 28.5581
1995-07-06 05:00 | 87.8992 | 167.1467 | 47.2449 | 42.4088 | 79.6152 | 1.9084 | 35.1538 | 17.8173 | 0 | 1.0357 | 29.2072
1995-07-06 06:00 | 79.478 | 158.093 | 141.7593 | 34.8743 | 80.097 | 1.9081 | 25.8119 | 17.9137 | 0 | 0.99357 | 6.8784
1995-07-06 07:00 | 70.7297 | 154.1279 | 281.4232 | 34.4778 | 79.8787 | 1.6199 | 24.917 | 18.0892 | 0 | 0.70015 | 0.39942
1995-07-06 08:00 | 68.6269 | 150.4044 | 410.2135 | 29.2019 | 79.1373 | 1.62 | 13.6352 | 18.1818 | 0 | 0.20015 | 0.37033
1995-07-06 09:00 | 68.1236 | 150.3497 | 497.5394 | 29.7404 | 54.9676 | 1.6202 | 15.887 | 18.1969 | 0 | 0.20015 | 0.36444
1995-07-06 10:00 | 64.8134 | 144.7003 | 523.7777 | 24.2874 | 60.4605 | 1.6207 | 14.354 | 18.138 | 0 | 0.20015 | 1.1122
1995-07-06 11:00 | 70.0392 | 159.9595 | 539.1354 | 28.7758 | 55.5537 | 1.6211 | 14.2402 | 18.1053 | 0 | 0.20015 | 0
1995-07-06 12:00 | 74.0009 | 172.0236 | 527.2647 | 37.1979 | 40.9236 | 1.6215 | 13.4601 | 18.0903 | 0 | 0.20015 | 0
1995-07-06 13:00 | 74.0213 | 180.6021 | 514.9235 | 20.4871 | 57.2612 | 1.6216 | 10.3963 | 18.0871 | 0 | 0.20015 | 0.30119
1995-07-06 14:00 | 73.1637 | 190.9659 | 481.3966 | 30.1907 | 50.0883 | 1.6217 | 11.7076 | 18.1189 | 0 | 0.20015 | 0.30119
1995-07-06 15:00 | 77.3738 | 197.0332 | 412.9365 | 26.5019 | 75.0484 | 1.6251 | 15.0818 | 18.142 | 0 | 0.20015 | 0.32201
1995-07-06 16:00 | 78.4813 | 200.7203 | 313.8415 | 32.2311 | 75.5052 | 1.6249 | 19.1468 | 18.2068 | 0 | 0.22125 | 0.1666
1995-07-06 17:00 | 80.4901 | 201.0954 | 185.4535 | 31.9235 | 74.503 | 1.6249 | 27.4157 | 18.2026 | 0 | 0.22125 | 0.41462
1995-07-06 18:00 | 83.2167 | 198.7309 | 64.6019 | 33.4341 | 74.503 | 2.0748 | 49.5706 | 18.1977 | 0 | 1.0357 | 21.4429
1995-07-06 19:00 | 91.4563 | 198.2255 | 5.5258 | 53.0719 | 74.503 | 2.0437 | 52.3855 | 18.2035 | 0 | 1.0357 | 45.5043
1995-07-06 20:00 | 101.2758 | 196.378 | 0.011286 | 40.0526 | 74.503 | 2.0441 | 48.1806 | 18.1962 | 0 | 1.0357 | 69.998
1995-07-06 21:00 | 105.2503 | 192.628 | 0 | 55.334 | 74.503 | 2.1318 | 64.3515 | 18.1523 | 0 | 1.0357 | 38.2798
1995-07-06 22:00 | 98.4427 | 182.2107 | 0 | 60.0272 | 75.601 | 2.2403 | 68.3245 | 18.0641 | 0 | 1.0357 | 35.1813
1995-07-06 23:00 | 92.5633 | 174.818 | 0 | 50.1158 | 75.601 | 2.2345 | 64.5303 | 17.9741 | 0 | 1.0357 | 30.4411
1995-07-07 | 85.3591 | 168.0629 | 0.00025476 | 35.9213 | 84.156 | 2.274 | 67.5313 | 17.9124 | 0 | 1.0357 | 58.9416
1995-07-07 01:00 | 80.5425 | 161.9926 | 0.0035451 | 48.849 | 84.762 | 2.2739 | 66.8307 | 17.8541 | 0 | 1.0357 | 46.8519
1995-07-07 02:00 | 77.8691 | 157.6733 | 0.029653 | 46.08 | 84.762 | 2.2738 | 71.0653 | 17.8246 | 0 | 1.0357 | 41.8983
1995-07-07 03:00 | 76.2612 | 152.1944 | 0.20042 | 46.3711 | 84.762 | 2.268 | 70.0146 | 17.8106 | 0 | 1.0357 | 39.3955
1995-07-07 04:00 | 73.2705 | 150.6797 | 6.7882 | 32.8042 | 84.762 | 2.1119 | 68.2851 | 17.7944 | 0 | 1.0357 | 30.79
1995-07-07 05:00 | 68.2652 | 151.5322 | 47.4985 | 36.9012 | 84.762 | 2.1112 | 45.1761 | 17.7921 | 0 | 1.0357 | 17.7281
1995-07-07 06:00 | 57.4281 | 155.36 | 152.5402 | 29.4839 | 84.762 | 2.1202 | 22.6378 | 17.8882 | 0 | 0.7325 | 2.8934
1995-07-07 07:00 | 51.8398 | 155.8534 | 304.409 | 29.2263 | 84.762 | 1.6288 | 14.6256 | 18.0088 | 0 | 0.63452 | 0.76964
1995-07-07 08:00 | 46.1119 | 150.6579 | 435.4673 | 27.9073 | 84.762 | 1.6484 | 13.9404 | 18.0567 | 0 | 0.13452 | 0.07
1995-07-07 09:00 | 48.0731 | 141.7714 | 521.025 | 18.3662 | 80.224 | 1.6486 | 14.6881 | 18.077 | 0 | 0.13452 | 0.07589
1995-07-07 10:00 | 49.66 | 127.9527 | 555.9846 | 23.8481 | 69.5005 | 1.6491 | 14.5825 | 18.0455 | 0 | 0.13452 | 0
1995-07-07 11:00 | 54.0446 | 120.6703 | 571.8687 | 21.7398 | 75.9132 | 1.6496 | 14.3988 | 17.9748 | 0 | 0.13452 | 0.075968
1995-07-07 12:00 | 58.9558 | 111.5084 | 563.3505 | 20.8535 | 68.7314 | 1.6389 | 14.2517 | 17.9553 | 0 | 0.13452 | 0
1995-07-07 13:00 | 60.3427 | 103.1373 | 535.0622 | 30.6134 | 69.5653 | 1.6389 | 14.0342 | 17.9962 | 0 | 0.13452 | 0.029684
1995-07-07 14:00 | 59.0274 | 96.6479 | 495.263 | 19.8336 | 83.3802 | 1.6392 | 14.0368 | 18.0253 | 0 | 0.13452 | 0
1995-07-07 15:00 | 64.9795 | 90.5995 | 409.5551 | 26.4982 | 83.7586 | 1.818 | 18.3619 | 18.0591 | 0 | 0.20015 | 0
1995-07-07 16:00 | 65.6652 | 86.5727 | 301.2327 | 27.9507 | 81.4777 | 2.3234 | 37.9894 | 18.0966 | 0 | 0.99357 | 0.016111
1995-07-07 17:00 | 72.6228 | 81.7957 | 167.0595 | 27.4277 | 79.168 | 2.3501 | 64.9537 | 18.1168 | 0 | 1.0357 | 6.1616
1995-07-07 18:00 | 81.1672 | 76.7314 | 57.2218 | 37.5051 | 78.2842 | 2.35 | 115.0751 | 18.112 | 0 | 2.1357 | 20.1041
1995-07-07 19:00 | 93.8155 | 70.4896 | 5.6173 | 43.5952 | 76.7553 | 2.4124 | 114.603 | 18.0114 | 0 | 2.1357 | 53.9142
1995-07-07 20:00 | 105.6303 | 66.7307 | 0.020183 | 57.1514 | 76.7364 | 2.39 | 113.1968 | 17.1038 | 0 | 2.1357 | 54.967
1995-07-07 21:00 | 109.1101 | 66.5001 | 0 | 58.2351 | 76.2927 | 2.368 | 112.4121 | 18.0894 | 0 | 2.1357 | 48.8263
1995-07-07 22:00 | 111.386 | 51.9403 | 0 | 58.64 | 76.4203 | 2.3621 | 115.025 | 17.0092 | 0 | 2.1357 | 59.9134
1995-07-07 23:00 | 109.0749 | 52.4841 | 0 | 56.4091 | 77.0113 | 2.363 | 111.3983 | 16.9216 | 0 | 2.132 | 51.213
1995-07-08 | 103.3214 | 55.7364 | 2.7913e-05 | 102.5503 | 75.601 | 1.6053 | 15.6483 | 17.8592 | 0 | 0.01593 | 42.3512
1995-07-08 01:00 | 100.3322 | 57.5363 | 0.0010209 | 97.4968 | 75.601 | 1.6052 | 15.8773 | 17.7915 | 0 | 0.01593 | 51.131
1995-07-08 02:00 | 98.9127 | 61.7664 | 0.028813 | 93.5296 | 78.8359 | 1.6051 | 15.3175 | 17.7759 | 0 | 0.01593 | 32.263
1995-07-08 03:00 | 93.5596 | 62.5575 | 0.2508 | 92.6626 | 79.168 | 1.6046 | 15.9719 | 17.7731 | 0 | 0.01593 | 29.1904
1995-07-08 04:00 | 89.8602 | 58.84 | 6.7842 | 93.0252 | 75.601 | 1.604 | 15.546 | 17.7586 | 0 | 0.01593 | 22.2827
1995-07-08 05:00 | 83.4428 | 53.4555 | 46.5555 | 85.3341 | 75.601 | 1.6034 | 15.6457 | 17.7697 | 0 | 0.01593 | 8.3074
1995-07-08 06:00 | 71.9884 | 48.0699 | 150.527 | 53.5028 | 78.7904 | 1.6029 | 12.269 | 17.8675 | 0 | 0.01593 | 0.0090359
1995-07-08 07:00 | 61.4054 | 43.7891 | 288.7952 | 31.712 | 61.9471 | 1.6027 | 12.8124 | 17.994 | 0 | 0.016806 | 1.1732
1995-07-08 08:00 | 61.1725 | 40.4868 | 409.7985 | 31.7502 | 50.7055 | 1.6028 | 13.7165 | 17.8905 | 0 | 0.016806 | 2.4919
1995-07-08 09:00 | 54.5574 | 37.3074 | 497.2438 | 30.9995 | 24.3748 | 1.603 | 10.0948 | 17.6605 | 0 | 0.016806 | 0.24751
1995-07-08 10:00 | 60.1555 | 35.9707 | 533.8025 | 31.853 | 23.4052 | 1.6036 | 9.9524 | 17.7004 | 0 | 0.016806 | 0.13057
1995-07-08 11:00 | 64.865 | 36.2085 | 545.0356 | 22.2337 | 23.7491 | 1.5855 | 9.879 | 17.9664 | 0 | 0.016806 | 0.72284
1995-07-08 12:00 | 65.4862 | 39.7188 | 537.0861 | 26.1459 | 20.1268 | 1.5972 | 13.5349 | 17.9091 | 0 | 0.016806 | 4.2675
1995-07-08 13:00 | 68.7808 | 48.4027 | 525.7789 | 26.5695 | 20.9256 | 1.5973 | 12.2365 | 17.9068 | 0 | 0.016806 | 0.14793
1995-07-08 14:00 | 71.2682 | 62.9841 | 483.7376 | 32.1111 | 20.8692 | 1.5976 | 10.2197 | 17.9324 | 0 | 0.016806 | 1.1946
1995-07-08 15:00 | 80.6761 | 86.5187 | 407.8745 | 36.7795 | 31.4723 | 1.593 | 12.5604 | 18.0353 | 0 | 0.016806 | 0.68318
1995-07-08 16:00 | 86.6186 | 119.7138 | 299.9129 | 28.5036 | 59.146 | 1.5929 | 15.1681 | 17.991 | 0 | 0.016806 | 1.8312
1995-07-08 17:00 | 98.1695 | 148.3468 | 167.5218 | 28.1135 | 70.8288 | 1.5921 | 15.94 | 18.0415 | 0 | 0.0589 | 3.1218
1995-07-08 18:00 | 105.959 | 167.6914 | 58.2656 | 34.7414 | 80.9392 | 1.5981 | 15.5897 | 18.0415 | 0 | 0.0589 | 7.3446
1995-07-08 19:00 | 119.7258 | 179.7896 | 6.354 | 33.7937 | 82.1764 | 1.5921 | 15.7577 | 18.0316 | 0 | 0.0589 | 10.198
1995-07-08 20:00 | 134.7827 | 185.7914 | 0.020211 | 45.5801 | 77.6368 | 1.5932 | 15.8935 | 18.0386 | 0 | 0.0589 | 7.0413
1995-07-08 21:00 | 142.6823 | 190.776 | 0 | 46.3935 | 77.8452 | 1.5932 | 15.8377 | 18.0592 | 0 | 0.0589 | 5.3777
1995-07-08 22:00 | 139.2834 | 202.7464 | 0 | 33.3098 | 76.9775 | 1.5592 | 15.5475 | 18.0003 | 0 | 0.0589 | 4.9528
1995-07-08 23:00 | 137.4481 | 205.9229 | 0 | 28.7251 | 73.4105 | 1.5592 | 15.4252 | 17.9397 | 0 | 0.058608 | 3.3598
1995-07-09 | 133.0219 | 208.521 | 0 | 47.8053 | 76.9775 | 1.5595 | 15.3524 | 17.8346 | 0 | 0.058608 | 31.0622
1995-07-09 01:00 | 129.4449 | 210.2849 | 0.0010679 | 41.5184 | 76.9775 | 1.5601 | 15.2988 | 17.7801 | 0 | 0.058608 | 23.2984
1995-07-09 02:00 | 127.6312 | 211.0538 | 0.032592 | 44.0139 | 75.7505 | 1.56 | 15.2883 | 17.7585 | 0 | 0.058608 | 15.0567
1995-07-09 03:00 | 125.846 | 210.7274 | 0.19044 | 40.8082 | 73.4105 | 1.5598 | 15.3544 | 17.7371 | 0 | 0.058608 | 15.0162
1995-07-09 04:00 | 122.0524 | 207.597 | 5.9992 | 39.6977 | 71.5668 | 1.5591 | 15.5268 | 17.7465 | 0 | 0.058608 | 16.6644
1995-07-09 05:00 | 114.4705 | 205.7725 | 46.5206 | 38.9065 | 72.7042 | 1.5566 | 15.0452 | 17.7228 | 0 | 0.058608 | 9.441
1995-07-09 06:00 | 96.77 | 203.5974 | 152.4449 | 33.2542 | 68.2394 | 1.555 | 12.1405 | 17.8431 | 0 | 0.016514 | 5.4679
1995-07-09 07:00 | 77.5437 | 196.2432 | 302.8769 | 23.9031 | 46.179 | 1.5689 | 12.233 | 17.7281 | 0 | 0.016514 | 0.07
1995-07-09 08:00 | 73.0448 | 189.1255 | 421.1695 | 18.1097 | 24.0005 | 1.5689 | 12.3433 | 17.7886 | 0 | 0.016514 | 0.079636
1995-07-09 09:00 | 65.9659 | 176.2585 | 506.879 | 22.6992 | 26.6504 | 1.5727 | 12.2619 | 17.8 | 0 | 0.016514 | 0
1995-07-09 10:00 | 69.6231 | 173.6944 | 556.3009 | 15.1259 | 27.5675 | 1.5729 | 12.1021 | 17.7971 | 0 | 0.016514 | 0
1995-07-09 11:00 | 69.6508 | 176.6173 | 567.5452 | 30.6385 | 76.9775 | 1.5512 | 12.0148 | 17.7632 | 0 | 0.016514 | 0.07
1995-07-09 12:00 | 76.3609 | 189.5308 | 562.9413 | 19.7712 | 39.0309 | 1.5517 | 12.0476 | 17.9751 | 0 | 0.016514 | 0
1995-07-09 13:00 | 79.293 | 194.7528 | 545.2315 | 28.3673 | 73.4105 | 1.5533 | 12.0649 | 17.7237 | 0 | 0.016514 | 0.07
1995-07-09 14:00 | 83.7443 | 213.8195 | 493.2705 | 31.3268 | 74.2779 | 1.5402 | 12.3852 | 18.0061 | 0 | 0.016514 | 0
1995-07-09 15:00 | 94.7043 | 206.1641 | 421.8692 | 20.6877 | 74.38 | 1.5405 | 12.2842 | 18.0178 | 0 | 0.016514 | 0
1995-07-09 16:00 | 101.3186 | 214.5032 | 307.1496 | 28.4637 | 73.4105 | 1.5397 | 12.0777 | 18.0338 | 0 | 0.016514 | 0.063003
1995-07-09 17:00 | 106.3682 | 215.7921 | 170.0879 | 35.8249 | 73.4105 | 1.4908 | 13.1057 | 18.0486 | 0 | 0.07227 | 21.1831
1995-07-09 18:00 | 113.0961 | 218.8266 | 57.8171 | 46.8706 | 73.4105 | 1.5147 | 13.6839 | 18.0501 | 0 | 0.098217 | 43.7541
1995-07-09 19:00 | 123.8394 | 219.9281 | 6.4063 | 61.6713 | 73.4105 | 1.5143 | 13.7964 | 18.0772 | 0 | 0.098217 | 60.5668
1995-07-09 20:00 | 136.0984 | 222.2982 | 0.019729 | 69.9367 | 73.4105 | 1.5024 | 13.9448 | 18.0825 | 0 | 0.098217 | 40.6235
1995-07-09 21:00 | 137.8315 | 222.3084 | 0 | 71.2942 | 73.4105 | 1.4945 | 13.8237 | 18.0626 | 0 | 0.098217 | 32.4782
1995-07-09 22:00 | 138.8413 | 229.3954 | 0 | 66.255 | 73.4105 | 1.4952 | 13.6463 | 17.975 | 0 | 0.098217 | 28.4832
1995-07-09 23:00 | 134.4847 | 224.6402 | 0 | 54.4912 | 73.4105 | 1.4958 | 13.3317 | 17.8409 | 0 | 0.098217 | 19.9665
1995-07-10 | 125.4243 | 215.5353 | 9.5725e-05 | 51.599 | 82.5715 | 1.4714 | 13.1861 | 17.7229 | 0 | 0.12865 | 29.6947
1995-07-10 01:00 | 119.9634 | 212.5408 | 0.0020672 | 57.7619 | 82.5715 | 1.4715 | 13.1252 | 17.673 | 0 | 0.12865 | 17.6678
1995-07-10 02:00 | 116.4064 | 205.8436 | 0.022659 | 61.4961 | 82.5715 | 1.4708 | 13.013 | 17.6529 | 0 | 0.12865 | 13.6745
1995-07-10 03:00 | 112.4483 | 197.7618 | 0.16153 | 53.8972 | 82.5715 | 1.4703 | 12.9925 | 17.6427 | 0 | 0.12865 | 22.1614
1995-07-10 04:00 | 108.353 | 191.7261 | 5.6818 | 59.5351 | 82.5715 | 1.4695 | 13.1143 | 17.6606 | 0 | 0.12865 | 17.2535
1995-07-10 05:00 | 99.8183 | 187.2475 | 44.6257 | 47.9246 | 82.5715 | 1.5484 | 13.1429 | 17.6475 | 0 | 0.058608 | 27.5526
1995-07-10 06:00 | 85.6379 | 184.8757 | 150.2863 | 47.8726 | 82.5715 | 1.542 | 13.2552 | 17.8144 | 0 | 0.016514 | 2.6375
1995-07-10 07:00 | 72.825 | 182.4997 | 287.9687 | 25.1111 | 82.5715 | 1.5663 | 12.7776 | 17.7911 | 0 | 0.016514 | 0
1995-07-10 08:00 | 70.1434 | 180.6025 | 411.6598 | 29.8899 | 82.5715 | 1.5666 | 13.6187 | 17.8424 | 0 | 0.016514 | 0.07971
1995-07-10 09:00 | 69.897 | 177.4589 | 495.0954 | 42.1118 | 82.5715 | 1.5669 | 13.0474 | 17.7527 | 0 | 0.016514 | 0
1995-07-10 10:00 | 76.8858 | 185.0477 | 537.6127 | 30.44 | 82.5715 | 1.5675 | 13.3618 | 17.6525 | 0 | 0.016514 | 0
1995-07-10 11:00 | 80.0794 | 179.6712 | 540.9581 | 33.0987 | 82.5715 | 1.5672 | 13.2078 | 17.6537 | 0 | 0.016514 | 0
1995-07-10 12:00 | 79.5399 | 185.0056 | 542.9746 | 40.6634 | 82.5715 | 1.5736 | 13.2122 | 17.6021 | 0 | 0.016514 | 0
1995-07-10 13:00 | 81.7199 | 185.2572 | 533.6753 | 44.0013 | 82.5715 | 1.5787 | 13.2876 | 17.7148 | 0 | 0.016514 | 0
1995-07-10 14:00 | 89.2461 | 186.9961 | 482.0212 | 38.4726 | 81.4789 | 1.5777 | 13.219 | 17.6588 | 0 | 0.016514 | 0
1995-07-10 15:00 | 102.5157 | 187.4088 | 401.5383 | 47.6585 | 81.4789 | 1.5776 | 13.2464 | 17.7314 | 0 | 0.016514 | 0.13268
1995-07-10 16:00 | 113.2238 | 194.8035 | 287.3144 | 37.2126 | 81.4789 | 1.548 | 12.3141 | 17.7695 | 0 | 0.016514 | 0.71499
1995-07-10 17:00 | 127.5323 | 202.0491 | 155.2675 | 62.2143 | 81.4789 | 1.5571 | 12.8298 | 17.8004 | 0 | 0.12327 | 23.8437
1995-07-10 18:00 | 132.1555 | 207.5114 | 57.1852 | 63.9652 | 81.4789 | 1.557 | 13.0069 | 17.826 | 0 | 0.12865 | 42.2679
1995-07-10 19:00 | 136.9788 | 214.8972 | 6.7942 | 71.3901 | 81.4789 | 1.5262 | 13.1749 | 17.8906 | 0 | 0.12865 | 65.909
1995-07-10 20:00 | 144.9041 | 218.2126 | 0.022618 | 87.6495 | 81.4789 | 1.5163 | 13.1216 | 17.8452 | 0 | 0.12865 | 43.3579
1995-07-10 21:00 | 145.4735 | 219.8846 | 0 | 78.7875 | 81.4789 | 1.5168 | 13.0154 | 17.8414 | 0 | 0.12865 | 43.8688
1995-07-10 22:00 | 148.5243 | 218.7425 | 0 | 73.9579 | 81.4789 | 1.5124 | 15.3699 | 17.841 | 0 | 0.12865 | 30.8888
1995-07-10 23:00 | 148.3937 | 218.7804 | 0 | 64.1591 | 81.4789 | 1.5074 | 16.1429 | 17.7886 | 0 | 0.12865 | 19.3419
1995-07-11 | 143.9729 | 213.3776 | 0 | 48.0749 | 81.4789 | 2.7368 | 45.1203 | 17.6706 | 0 | 2.3923 | 16.3897
1995-07-11 01:00 | 137.5401 | 206.6277 | 0.0022407 | 43.2325 | 81.4789 | 2.7594 | 41.2402 | 17.6046 | 0 | 2.3906 | 16.7163
1995-07-11 02:00 | 131.1999 | 203.7208 | 0.031406 | 48.8265 | 81.4789 | 3.0193 | 43.3466 | 17.6411 | 0 | 2.6455 | 7.2363
1995-07-11 03:00 | 128.4702 | 204.7972 | 0.18953 | 40.6271 | 81.4789 | 3.019 | 44.3289 | 17.6075 | 0 | 2.6473 | 4.367
1995-07-11 04:00 | 126.6754 | 205.244 | 5.6098 | 40.5765 | 81.4789 | 3.0183 | 34.7501 | 17.6303 | 0 | 1.5461 | 1.5601
1995-07-11 05:00 | 120.2315 | 205.5455 | 45.1659 | 33.7105 | 81.4789 | 3.0228 | 19.6403 | 17.634 | 0 | 1.5459 | 0.66396
1995-07-11 06:00 | 104.3353 | 202.0368 | 147.1897 | 28.7527 | 81.4789 | 2.3885 | 16.9751 | 17.6837 | 0 | 1.4493 | 0
1995-07-11 07:00 | 93.1533 | 193.7114 | 286.0858 | 32.0279 | 82.5769 | 2.6389 | 16.4536 | 17.7018 | 0 | 0.90885 | 0.45726
1995-07-11 08:00 | 81.7345 | 182.016 | 407.5789 | 24.0424 | 82.5769 | 2.4484 | 16.0019 | 17.6745 | 0 | 0.90892 | 0
1995-07-11 09:00 | 80.1006 | 175.9487 | 495.9763 | 21.9489 | 82.5769 | 2.4277 | 15.8392 | 17.6879 | 0 | 0.908 | 0
1995-07-11 10:00 | 88.3242 | 167.5107 | 547.3569 | 26.1297 | 82.5769 | 2.4567 | 15.8364 | 17.6875 | 0 | 0.90896 | 0
1995-07-11 11:00 | 90.9461 | 181.7689 | 553.2649 | 17.7785 | 82.5769 | 2.4569 | 15.4258 | 17.6769 | 0 | 0.90541 | 0
1995-07-11 12:00 | 94.2394 | 186.4705 | 551.0689 | 19.2531 | 82.5769 | 2.1302 | 15.5304 | 17.6722 | 0 | 0.6527 | 0
1995-07-11 13:00 | 98.3859 | 183.1045 | 522.9826 | 23.692 | 82.5769 | 2.1488 | 15.1229 | 17.442 | 0 | 0.65337 | 0
1995-07-11 14:00 | 108.4053 | 179.8947 | 469.5973 | 24.1602 | 82.5769 | 2.1038 | 15.9992 | 17.6596 | 0 | 0.65044 | 0
1995-07-11 15:00 | 112.4172 | 176.8566 | 391.4323 | 25.9529 | 82.5769 | 2.1037 | 19.5247 | 17.6884 | 0 | 0.65193 | 0
1995-07-11 16:00 | 114.1754 | 170.8873 | 283.0794 | 34.6797 | 82.5769 | 2.4325 | 23.3937 | 17.6974 | 0 | 0.71586 | 0
1995-07-11 17:00 | 115.7625 | 165.916 | 161.6455 | 37.8829 | 82.5769 | 2.9615 | 39.8634 | 17.7655 | 0 | 1.7038 | 0.50439
1995-07-11 18:00 | 112.8425 | 161.2243 | 58.7322 | 48.0463 | 82.5769 | 2.938 | 99.1199 | 17.8113 | 0 | 2.5876 | 6.5531
1995-07-11 19:00 | 118.3724 | 150.189 | 4.8893 | 52.9312 | 82.5769 | 2.6973 | 119.8121 | 17.812 | 0 | 2.5888 | 22.0836
1995-07-11 20:00 | 126.696 | 142.4307 | 0.013986 | 57.8892 | 82.5769 | 2.6859 | 121.7567 | 17.8083 | 0 | 2.589 | 28.5089
1995-07-11 21:00 | 126.3208 | 136.3894 | 0 | 60.2494 | 82.5769 | 2.6872 | 121.289 | 17.7971 | 0 | 2.5891 | 39.271
1995-07-11 22:00 | 118.4669 | 116.1007 | 0 | 76.1742 | 82.5769 | 2.1936 | 125.8941 | 17.773 | 0 | 2.1375 | 25.2853
1995-07-11 23:00 | 113.1129 | 112.9824 | 0 | 65.0477 | 82.5769 | 2.1938 | 126.1647 | 17.8009 | 0 | 2.1357 | 22.7555
1995-07-12 | 103.3542 | 109.8712 | 0 | 76.3658 | 82.5769 | 3.2716 | 130.4757 | 17.6808 | 0 | 13.0542 | 25.2374
1995-07-12 01:00 | 90.8585 | 100.4397 | 0.0018708 | 81.7828 | 82.5769 | 3.3624 | 129.8091 | 17.6143 | 0 | 13.2194 | 29.4508
1995-07-12 02:00 | 80.4225 | 91.6411 | 0.020591 | 63.6472 | 82.5769 | 3.466 | 129.4972 | 17.5882 | 0 | 13.6745 | 18.8045
1995-07-12 03:00 | 71.2104 | 81.6783 | 0.13082 | 76.9969 | 82.5769 | 3.4664 | 137.9728 | 17.5925 | 0 | 15.6089 | 26.5209
1995-07-12 04:00 | 62.9018 | 71.1981 | 5.4654 | 80.6681 | 82.5769 | 3.4943 | 130.7133 | 17.661 | 0 | 16.2421 | 24.7843
1995-07-12 05:00 | 53.7213 | 65.589 | 45.5779 | 69.0881 | 82.5769 | 3.4089 | 131.8779 | 17.6887 | 0 | 18.5936 | 5.268
1995-07-12 06:00 | 43.9427 | 61.4045 | 145.4183 | 55.8733 | 82.5769 | 3.5392 | 110.6766 | 17.8233 | 0 | 17.0642 | 0.66997
1995-07-12 07:00 | 39.0361 | 61.7201 | 289.9921 | 44.4 | 82.5769 | 3.1526 | 100.386 | 17.9703 | 0 | 2.7986 | 0
1995-07-12 08:00 | 41.0622 | 66.6801 | 418.0809 | 28.5282 | 82.5769 | 2.9289 | 64.1505 | 18.0182 | 0 | 1.6012 | 0
1995-07-12 09:00 | 44.4437 | 67.4337 | 505.3993 | 13.1923 | 82.5769 | 2.929 | 60.6809 | 18.0422 | 0 | 0.84615 | 0
1995-07-12 10:00 | 48.3423 | 61.2026 | 553.4685 | 32.2759 | 72.4897 | 2.8741 | 60.7159 | 18.0332 | 0 | 0.84615 | 0
1995-07-12 11:00 | 54.2716 | 60.7356 | 572.3722 | 17.504 | 81.606 | 2.7058 | 59.492 | 18.0569 | 0 | 0.84615 | 0
1995-07-12 12:00 | 57.7319 | 62.3625 | 567.1687 | 17.0775 | 82.5769 | 2.6622 | 59.2215 | 17.9924 | 0 | 0.77877 | 0
1995-07-12 13:00 | 57.1977 | 58.6853 | 536.1957 | 20.4246 | 82.5769 | 2.7623 | 62.8963 | 17.987 | 0 | 0.84615 | 0
1995-07-12 14:00 | 56.3257 | 56.1882 | 472.9455 | 26.0039 | 82.5769 | 2.9444 | 68.8147 | 17.9928 | 0 | 0.97206 | 0
1995-07-12 15:00 | 54.8336 | 53.8939 | 389.6034 | 37.0618 | 82.5769 | 3.7199 | 73.575 | 18.0391 | 0 | 4.1 | 0
1995-07-12 16:00 | 54.2711 | 53.8146 | 282.5121 | 48.9877 | 82.5769 | 3.6173 | 80.8974 | 18.0813 | 0 | 9.5357 | 1.1962
1995-07-12 17:00 | 59.0128 | 56.3458 | 163.9662 | 47.6581 | 82.5769 | 3.5732 | 99.03 | 18.074 | 0 | 9.8235 | 16.9589
1995-07-12 18:00 | 60.4572 | 58.241 | 59.7195 | 58.405 | 82.5769 | 3.5519 | 132.6802 | 18.1058 | 0 | 19.8728 | 33.6722
1995-07-12 19:00 | 65.1873 | 62.2135 | 5.0778 | 74.3096 | 82.5769 | 3.5376 | 130.4072 | 18.0389 | 0 | 15.1876 | 55.9845
1995-07-12 20:00 | 71.572 | 64.4462 | 0.015121 | 78.8786 | 82.5769 | 3.5414 | 127.1641 | 17.9689 | 0 | 14.8209 | 61.8364
1995-07-12 21:00 | 73.9462 | 67.611 | 0 | 79.9987 | 82.5769 | 2.8602 | 138.8388 | 17.9697 | 0 | 13.4573 | 44.2995
1995-07-12 22:00 | 78.1789 | 79.0663 | 0 | 77.2273 | 82.5769 | 3.5205 | 135.2978 | 17.8407 | 0 | 13.2387 | 36.4697
1995-07-12 23:00 | 78.816 | 81.4569 | 0 | 58.0726 | 82.5769 | 3.538 | 132.4276 | 17.8146 | 0 | 13.4744 | 22.3055
1995-07-13 | 78.523 | 82.6983 | 0 | 77.8403 | 82.5769 | 3.5496 | 125.9823 | 17.854 | 0 | 8.2517 | 28.4127
1995-07-13 01:00 | 76.7132 | 79.6671 | 0.0009501 | 74.4498 | 82.5769 | 3.5447 | 126.0752 | 17.7237 | 0 | 8.2517 | 17.9335
1995-07-13 02:00 | 74.5181 | 74.6433 | 0.016163 | 71.1883 | 82.5769 | 3.5803 | 125.9951 | 17.812 | 0 | 8.2517 | 22.2045
1995-07-13 03:00 | 71.5397 | 69.4925 | 0.13901 | 80.3766 | 82.5769 | 3.5806 | 126.3401 | 17.7952 | 0 | 8.2517 | 7.3964
1995-07-13 04:00 | 68.7378 | 66.7309 | 5.4754 | 68.9495 | 82.5769 | 2.9359 | 123.7663 | 17.7081 | 0 | 7.9871 | 2.0545
1995-07-13 05:00 | 65.1014 | 63.8039 | 44.6123 | 53.3556 | 82.5769 | 2.9354 | 122.8096 | 17.7011 | 0 | 2.8407 | 2.9841
1995-07-13 06:00 | 59.6119 | 59.5607 | 145.2093 | 38.7147 | 82.5769 | 2.9338 | 107.0415 | 17.8124 | 0 | 2.7986 | 1.9152
1995-07-13 07:00 | 52.6804 | 55.155 | 293.6643 | 41.5659 | 82.5769 | 2.7773 | 69.5068 | 18.0657 | 0 | 2.7986 | 0.016
1995-07-13 08:00 | 48.193 | 51.3068 | 425.9233 | 17.8221 | 82.5769 | 2.7908 | 61.4992 | 18.0875 | 0 | 0.89342 | 0
1995-07-13 09:00 | 50.4076 | 49.9346 | 520.3405 | 25.6426 | 51.2938 | 2.5741 | 54.3872 | 18.0964 | 0 | 0.84615 | 0
1995-07-13 10:00 | 51.6124 | 45.1386 | 565.616 | 17.2954 | 68.541 | 2.6366 | 54.1202 | 18.0611 | 0 | 0.84615 | 0
1995-07-13 11:00 | 53.6915 | 51.0898 | 579.2634 | 18.5879 | 61.9044 | 2.5914 | 54.3087 | 18.0649 | 0 | 0.84615 | 0
1995-07-13 12:00 | 57.2202 | 56.8911 | 570.9657 | 15.9173 | 57.8212 | 2.5917 | 54.7887 | 17.9922 | 0 | 0.84615 | 0
1995-07-13 13:00 | 62.7401 | 57.8385 | 542.0748 | 31.4931 | 45.2908 | 2.6 | 56.6439 | 17.9825 | 0 | 0.57457 | 0.016
1995-07-13 14:00 | 68.5083 | 63.4438 | 486.3876 | 21.0996 | 60.0811 | 2.5833 | 59.5776 | 17.9457 | 0 | 0.58966 | 0.12951
1995-07-13 15:00 | 73.9235 | 64.4679 | 404.9768 | 23.5786 | 71.3469 | 2.7169 | 69.7476 | 17.9777 | 0 | 0.94482 | 0.39049
1995-07-13 16:00 | 81.9038 | 63.4394 | 287.7724 | 34.633 | 82.5769 | 3.5479 | 85.725 | 18.0643 | 0 | 6.2417 | 0.51629
1995-07-13 17:00 | 81.4153 | 63.3966 | 169.3117 | 48.029 | 82.5769 | 3.5696 | 88.1957 | 18.0926 | 0 | 6.3967 | 5.738
1995-07-13 18:00 | 93.0517 | 62.4432 | 59.2593 | 56.744 | 82.5769 | 3.584 | 98.6168 | 18.0858 | 0 | 7.9967 | 29.0071
1995-07-13 19:00 | 93.615 | 61.5411 | 4.6078 | 75.991 | 82.5769 | 3.4988 | 104.9591 | 18.1265 | 0 | 7.9967 | 43.8761
1995-07-13 20:00 | 96.8704 | 63.9756 | 0.01086 | 82.3668 | 82.5769 | 3.466 | 106.391 | 18.0699 | 0 | 7.9967 | 55.6136
1995-07-13 21:00 | 95.7673 | 72.7493 | 0 | 83.2418 | 82.5769 | 3.2657 | 103.6344 | 18.0778 | 0 | 7.8501 | 39.4193
1995-07-13 22:00 | 97.6245 | 84.4991 | 0 | 70.1907 | 82.5769 | 2.7768 | 118.9735 | 17.9795 | 0 | 7.5467 | 32.1922
1995-07-13 23:00 | 98.7959 | 81.1679 | 0 | 67.9149 | 82.5769 | 2.7625 | 103.3522 | 17.9054 | 0 | 7.5467 | 25.2043
1995-07-14 | 98.9821 | 81.9924 | 0 | 78.5522 | 82.5769 | 2.2996 | 78.6188 | 17.8036 | 0 | 1.0357 | 14.8153
1995-07-14 01:00 | 98.8006 | 84.6011 | 4.8868e-05 | 68.7849 | 82.5769 | 2.6935 | 76.064 | 17.7418 | 0 | 1.1542 | 24.2434
1995-07-14 02:00 | 100.639 | 93.6421 | 0.013229 | 56.8851 | 82.5769 | 2.5624 | 75.297 | 17.6803 | 0 | 1.1552 | 28.0006
1995-07-14 03:00 | 100.0747 | 99.6715 | 0.12929 | 55.7502 | 82.5769 | 2.5246 | 75.335 | 17.7316 | 0 | 1.4857 | 17.9611
1995-07-14 04:00 | 99.1749 | 102.6632 | 5.2213 | 47.1312 | 76.6719 | 2.574 | 75.6554 | 17.7462 | 0 | 1.4857 | 15.4917
1995-07-14 05:00 | 94.9839 | 107.8956 | 44.9179 | 30.0704 | 82.5769 | 2.5735 | 72.3243 | 17.7636 | 0 | 1.4857 | 10.812
1995-07-14 06:00 | 90.2306 | 112.3567 | 141.9165 | 30.9338 | 73.7589 | 2.5733 | 44.7443 | 17.8472 | 0 | 1.4436 | 0
1995-07-14 07:00 | 82.0844 | 109.1603 | 277.4477 | 21.148 | 71.865 | 2.5729 | 28.7992 | 17.9643 | 0 | 0.65015 | 0.40178
1995-07-14 08:00 | 75.9364 | 108.4484 | 402.0922 | 29.6511 | 34.0903 | 2.5538 | 27.4577 | 17.9989 | 0 | 0.65015 | 0
1995-07-14 09:00 | 66.2432 | 114.7278 | 492.6966 | 17.285 | 32.0689 | 2.5539 | 27.1677 | 18.0163 | 0 | 0.65015 | 0.016
1995-07-14 10:00 | 55.0619 | 92.8661 | 540.2146 | 20.5023 | 32.0689 | 2.5543 | 26.65 | 17.9797 | 0 | 0.60666 | 0.073899
1995-07-14 11:00 | 56.7746 | 98.2186 | 544.2196 | 24.0571 | 32.0689 | 2.5546 | 26.5667 | 17.9954 | 0 | 0.65015 | 0.016
1995-07-14 12:00 | 61.7625 | 105.9408 | 521.5532 | 26.1668 | 32.0689 | 2.5549 | 26.4988 | 17.9668 | 0 | 0.65015 | 0
1995-07-14 13:00 | 70.1854 | 112.7628 | 482.5177 | 23.9312 | 32.0689 | 2.565 | 26.0861 | 17.9661 | 0 | 0.65015 | 0
1995-07-14 14:00 | 78.2727 | 116.0698 | 440.0255 | 29.9971 | 32.0689 | 2.5819 | 25.1777 | 18.0057 | 0 | 0.65015 | 0
1995-07-14 15:00 | 96.5781 | 122.7122 | 362.2891 | 33.4327 | 32.0689 | 2.5719 | 18.7852 | 18.0067 | 0 | 0.65015 | 0.16074
1995-07-14 16:00 | 96.9983 | 117.9953 | 278.8826 | 39.4497 | 32.0689 | 2.555 | 46.2975 | 18.0196 | 0 | 0.98567 | 2.3582
1995-07-14 17:00 | 103.2448 | 116.9691 | 162.7995 | 33.1048 | 62.4787 | 2.555 | 60.5806 | 17.9967 | 0 | 0.98567 | 7.0037
1995-07-14 18:00 | 102.2739 | 120.5346 | 58.4561 | 38.7121 | 82.5769 | 2.5381 | 72.7918 | 17.9838 | 0 | 0.98567 | 17.9056
1995-07-14 19:00 | 98.4458 | 115.5667 | 4.6439 | 57.5824 | 82.5769 | 2.555 | 73.739 | 18.0152 | 0 | 1.4857 | 35.3452
1995-07-14 20:00 | 99.9965 | 107.7704 | 0.017182 | 60.6868 | 82.5769 | 2.5684 | 72.0722 | 18.0065 | 0 | 1.4857 | 35.3382
1995-07-14 21:00 | 97.4526 | 107.215 | 0 | 57.945 | 82.5769 | 2.5685 | 73.3156 | 17.9997 | 0 | 1.4857 | 45.4926
1995-07-14 22:00 | 99.8749 | 111.1981 | 0 | 54.2441 | 82.5769 | 2.5516 | 73.6772 | 17.9213 | 0 | 1.4857 | 37.2008
1995-07-14 23:00 | 100.3766 | 121.1459 | 0 | 45.7742 | 82.5769 | 2.5712 | 72.4016 | 17.8063 | 0 | 1.4833 | 23.9185
1995-07-15 | 104.1735 | 129.4398 | 0 | 52.4961 | 82.5769 | 2.538 | 77.7151 | 17.7424 | 0 | 2.8381 | 39.0163
1995-07-15 01:00 | 107.5346 | 124.3352 | 0.0012224 | 60.8676 | 82.5769 | 2.5547 | 70.8886 | 17.7288 | 0 | 2.8374 | 20.5595
1995-07-15 02:00 | 110.8753 | 121.2344 | 0.022441 | 52.2474 | 82.5769 | 2.5754 | 68.3033 | 17.6918 | 0 | 2.8374 | 23.2045
1995-07-15 03:00 | 111.9919 | 121.0696 | 0.13864 | 39.2469 | 82.5769 | 2.5372 | 77.4352 | 17.661 | 0 | 2.8381 | 22.8687
1995-07-15 04:00 | 113.3997 | 125.1372 | 4.8239 | 48.296 | 63.4605 | 2.3793 | 63.2649 | 17.6661 | 0 | 2.8376 | 7.6049
1995-07-15 05:00 | 109.7688 | 128.9695 | 42.4982 | 18.6578 | 79.6875 | 2.3578 | 49.1225 | 17.6776 | 0 | 1.7376 | 0.0054044
1995-07-15 06:00 | 101.3802 | 130.5742 | 127.675 | 19.9604 | 71.6093 | 2.357 | 26.148 | 17.714 | 0 | 1.4033 | 0
1995-07-15 07:00 | 94.7528 | 130.5434 | 253.9193 | 33.5528 | 43.5014 | 2.3569 | 26.0348 | 17.8396 | 0 | 0.72331 | 0
1995-07-15 08:00 | 82.7652 | 121.5167 | 359.4821 | 24.7906 | 32.0689 | 2.3569 | 20.1779 | 17.8715 | 0 | 0.72334 | 0
1995-07-15 09:00 | 80.4102 | 121.1324 | 430.65 | 19.1148 | 32.0689 | 2.3405 | 16.5248 | 17.8728 | 0 | 0.72296 | 0
1995-07-15 10:00 | 59.7769 | 113.5153 | 492.1061 | 32.076 | 30.8799 | 2.2035 | 16.1982 | 17.8398 | 0 | 0.72335 | 0
1995-07-15 11:00 | 62.2362 | 127.3805 | 516.9768 | 25.8023 | 31.9725 | 2.2333 | 15.4226 | 17.849 | 0 | 0.72191 | 0
1995-07-15 12:00 | 67.4081 | 138.727 | 504.7653 | 17.4321 | 31.9725 | 2.217 | 15.2652 | 17.8207 | 0 | 0.72284 | 0
1995-07-15 13:00 | 74.2875 | 139.8055 | 485.1152 | 29.7239 | 31.9725 | 2.2233 | 14.4736 | 17.7942 | 0 | 0.72311 | 0
1995-07-15 14:00 | 80.4907 | 153.3223 | 440.6497 | 20.9744 | 31.9725 | 2.1983 | 16.873 | 17.7354 | 0 | 0.73471 | 0
1995-07-15 15:00 | 97.4758 | 157.2923 | 358.0722 | 30.2428 | 31.9725 | 2.1982 | 19.6773 | 17.8267 | 0 | 0.84053 | 0
1995-07-15 16:00 | 91.8166 | 154.4193 | 271.3127 | 31.7396 | 31.9725 | 2.1978 | 26.415 | 17.8603 | 0 | 0.90753 | 0.21175
1995-07-15 17:00 | 101.5836 | 145.6285 | 157.629 | 37.3569 | 35.0695 | 2.1982 | 45.3423 | 17.859 | 0 | 1.2004 | 1.4349
1995-07-15 18:00 | 95.8435 | 139.8232 | 57.4486 | 38.3343 | 60.4608 | 2.5561 | 62.7646 | 17.8788 | 0 | 2.8428 | 10.1838
1995-07-15 19:00 | 94.8699 | 137.867 | 4.2972 | 49.0399 | 75.2914 | 2.559 | 82.875 | 17.8608 | 0 | 2.8433 | 15.413
1995-07-15 20:00 | 95.87 | 134.515 | 0.015695 | 52.6381 | 83.5785 | 2.5063 | 91.732 | 17.8645 | 0 | 2.8434 | 22.1738
1995-07-15 21:00 | 95.8159 | 130.8279 | 0 | 50.834 | 83.5785 | 2.5071 | 107.8438 | 17.876 | 0 | 2.8434 | 8.4883
1995-07-15 22:00 | 95.6517 | 141.6243 | 0 | 55.8032 | 83.5785 | 2.524 | 90.8862 | 17.8215 | 0 | 2.8428 | 10.027
1995-07-15 23:00 | 96.6017 | 145.0839 | 0 | 47.487 | 83.5785 | 2.4796 | 85.985 | 17.7552 | 0 | 2.8407 | 1.8145
1995-07-16 | 99.5265 | 146.0403 | 0 | 79.168 | 83.5785 | 2.5007 | 86.3872 | 17.6491 | 0 | 2.8407 | 3.3114
1995-07-16 01:00 | 101.7071 | 134.6728 | 0.00068281 | 71.0513 | 83.5785 | 2.2691 | 89.7552 | 17.6292 | 0 | 2.8407 | 2.9922
1995-07-16 02:00 | 100.397 | 119.1525 | 0.016842 | 80.7452 | 83.5785 | 2.269 | 84.2386 | 17.6546 | 0 | 2.8407 | 5.0475
1995-07-16 03:00 | 97.2526 | 106.1862 | 0.11446 | 83.9738 | 83.5785 | 2.2831 | 84.0835 | 17.6335 | 0 | 2.8407 | 9.3306
1995-07-16 04:00 | 91.5299 | 95.2574 | 4.9335 | 64.4459 | 83.5785 | 2.4395 | 84.2197 | 17.6706 | 0 | 2.8407 | 40.0434
1995-07-16 05:00 | 85.471 | 84.6915 | 40.9437 | 73.3577 | 83.5785 | 2.4599 | 86.4228 | 17.6829 | 0 | 2.8007 | 21.7779
1995-07-16 06:00 | 79.5271 | 76.9574 | 125.7495 | 67.1008 | 83.5785 | 2.4588 | 72.6954 | 17.7829 | 0 | 2.7986 | 12.8094
1995-07-16 07:00 | 72.2204 | 71.8675 | 247.0256 | 41.0149 | 83.5785 | 2.4589 | 65.3021 | 17.9298 | 0 | 2.7983 | 15.3779
1995-07-16 08:00 | 62.4121 | 67.9276 | 359.2398 | 36.5268 | 83.5785 | 2.4588 | 62.8102 | 17.8564 | 0 | 1.6983 | 0.21846
1995-07-16 09:00 | 57.4099 | 66.6266 | 441.268 | 27.284 | 83.5785 | 2.4766 | 61.9484 | 17.9532 | 0 | 1.6983 | 0
1995-07-16 10:00 | 53.0076 | 65.889 | 485.2883 | 29.2399 | 83.5785 | 2.6347 | 61.1207 | 17.9604 | 0 | 1.6983 | 0.35137
1995-07-16 11:00 | 51.8719 | 69.536 | 515.0434 | 30.1885 | 83.5785 | 2.635 | 57.7664 | 17.882 | 0 | 1.6983 | 0.24191
1995-07-16 12:00 | 59.8882 | 72.1067 | 522.2882 | 34.3627 | 82.921 | 2.6074 | 56.3485 | 17.8324 | 0 | 1.6983 | 0
1995-07-16 13:00 | 70.608 | 81.5257 | 496.7307 | 31.1124 | 82.921 | 2.6077 | 59.156 | 17.833 | 0 | 1.6983 | 0
1995-07-16 14:00 | 99.1161 | 82.6431 | 432.0326 | 34.6924 | 82.921 | 2.608 | 62.6545 | 17.8474 | 0 | 1.6983 | 0.41854
1995-07-16 15:00 | 102.5157 | 80.905 | 372.2206 | 38.3897 | 82.921 | 2.5861 | 67.7589 | 17.8481 | 0 | 1.6983 | 0.83438
1995-07-16 16:00 | 109.1877 | 79.066 | 289.1645 | 44.8896 | 81.9886 | 2.6028 | 68.1671 | 17.8819 | 0 | 1.6983 | 1.2933
1995-07-16 17:00 | 113.0295 | 82.3577 | 168.3025 | 63.0101 | 81.9886 | 2.5847 | 82.3259 | 17.9598 | 0 | 1.7404 | 11.41
1995-07-16 18:00 | 111.4887 | 84.602 | 57.2316 | 93.8693 | 81.9886 | 2.5867 | 91.448 | 17.9316 | 0 | 2.8404 | 45.7025
1995-07-16 19:00 | 115.8717 | 84.4499 | 4.1239 | 101.7999 | 81.9886 | 2.5578 | 91.6159 | 17.9457 | 0 | 2.8404 | 81.5595
1995-07-16 20:00 | 121.7045 | 77.5965 | 0.01407 | 101.6774 | 81.9886 | 2.5832 | 106.2274 | 17.9042 | 0 | 2.8404 | 56.65
1995-07-16 21:00 | 126.4813 | 74.3534 | 0 | 102.3486 | 81.9886 | 2.1649 | 92.8363 | 17.9231 | 0 | 2.1354 | 57.8066
1995-07-16 22:00 | 134.0703 | 85.1151 | 0 | 91.8054 | 81.9886 | 2.1658 | 93.4527 | 17.8561 | 0 | 2.1354 | 20.4803
1995-07-16 23:00 | 133.5253 | 83.7788 | 0 | 88.4187 | 81.8945 | 2.1891 | 93.2242 | 17.7979 | 0 | 2.1354 | 16.1742
1995-07-17 | 131.9437 | 80.7393 | 0 | 90.3821 | 78.037 | 2.1485 | 41.0506 | 17.7256 | 0 | 1.0354 | 13.8279
1995-07-17 01:00 | 127.5763 | 81.9102 | 0.00065226 | 97.8584 | 78.7302 | 2.1486 | 40.2259 | 17.6828 | 0 | 1.0354 | 8.9635
1995-07-17 02:00 | 120.4435 | 80.215 | 0.012109 | 78.9559 | 80.0751 | 2.148 | 40.2218 | 17.66 | 0 | 1.0354 | 4.9386
1995-07-17 03:00 | 116.0237 | 77.7671 | 0.08289 | 96.8404 | 79.3485 | 2.157 | 39.8213 | 17.6316 | 0 | 1.0354 | 4.4694
1995-07-17 04:00 | 110.1621 | 73.8406 | 4.6384 | 97.1067 | 81.9886 | 2.1613 | 38.8597 | 17.6351 | 0 | 1.0354 | 5.3323
1995-07-17 05:00 | 99.6382 | 72.3798 | 42.3405 | 89.5732 | 81.9886 | 2.1611 | 37.8889 | 17.6429 | 0 | 1.0354 | 0.18403
1995-07-17 06:00 | 85.2404 | 69.6767 | 130.1292 | 76.7127 | 81.9886 | 2.1469 | 33.3113 | 17.6984 | 0 | 0.9933 | 5.6925
1995-07-17 07:00 | 75.1694 | 68.4121 | 260.9522 | 71.7277 | 81.9886 | 2.1234 | 31.5113 | 17.7599 | 0 | 0.9933 | 0.22018
1995-07-17 08:00 | 68.6919 | 69.3584 | 380.1163 | 51.0859 | 81.9886 | 2.102 | 32.1091 | 17.696 | 0 | 0.9933 | 0
1995-07-17 09:00 | 64.9522 | 70.477 | 459.1442 | 44.1362 | 81.9886 | 2.0985 | 32.1891 | 17.6911 | 0 | 0.9933 | 0
1995-07-17 10:00 | 58.5295 | 69.9859 | 503.8385 | 58.922 | 81.9886 | 1.8572 | 32.0433 | 17.6452 | 0 | 0.9933 | 0
1995-07-17 11:00 | 61.1843 | 70.6695 | 524.2401 | 63.2348 | 81.9886 | 1.8992 | 32.6292 | 17.6165 | 0 | 0.9933 | 0
1995-07-17 12:00 | 64.5528 | 76.6341 | 518.6896 | 66.2378 | 81.9886 | 1.9203 | 32.4373 | 17.5455 | 0 | 0.9933 | 0
1995-07-17 13:00 | 69.8348 | 87.1822 | 492.2119 | 65.4394 | 81.9886 | 1.8788 | 35.6512 | 17.4812 | 0 | 0.9933 | 0
1995-07-17 14:00 | 76.7181 | 95.1368 | 447.7017 | 83.1342 | 83.0812 | 1.8622 | 35.3426 | 17.4557 | 0 | 0.9933 | 0
1995-07-17 15:00 | 84.0522 | 101.1003 | 378.793 | 76.9806 | 83.0812 | 1.8622 | 35.2962 | 17.4689 | 0 | 0.9933 | 0.6246
1995-07-17 16:00 | 92.513 | 104.647 | 273.6281 | 88.5323 | 83.0812 | 1.8615 | 35.5156 | 17.6227 | 0 | 0.9933 | 1.194
1995-07-17 17:00 | 94.3372 | 110.4076 | 155.7521 | 90.6422 | 83.0812 | 1.8861 | 39.1036 | 17.698 | 0 | 1.0354 | 8.8997
1995-07-17 18:00 | 97.5337 | 118.55 | 54.7435 | 97.7187 | 83.0812 | 2.0955 | 52.8467 | 17.7246 | 0 | 1.0357 | 46.4001
1995-07-17 19:00 | 102.9429 | 124.6136 | 3.7793 | 112.0347 | 83.0812 | 2.1164 | 54.0539 | 17.7136 | 0 | 1.0357 | 43.7486
1995-07-17 20:00 | 110.5607 | 132.6418 | 0 | 113.4821 | 81.3247 | 2.1144 | 61.7576 | 17.7095 | 0 | 1.0357 | 25.1068
1995-07-17 21:00 | 115.7044 | 138.0979 | 0 | 114.2365 | 79.2974 | 2.1156 | 54.9232 | 17.7142 | 0 | 1.0357 | 29.0729
1995-07-17 22:00 | 124.6123 | 154.0158 | 0 | 97.9175 | 78.4195 | 2.1162 | 49.3607 | 17.6574 | 0 | 1.0357 | 12.2404
1995-07-17 23:00 | 128.6763 | 165.9388 | 0 | 90.5273 | 78.4195 | 2.0971 | 46.4701 | 17.6024 | 0 | 1.0357 | 5.4248
1995-07-18 | 129.1845 | 169.6965 | 0 | 83.8213 | 78.4195 | 2.112 | 51.7088 | 17.5059 | 0 | 1.0357 | 3.7465
1995-07-18 01:00 | 126.3891 | 165.5916 | 0.00087405 | 80.9658 | 78.4195 | 2.1096 | 43.3579 | 17.459 | 0 | 2.1357 | 2.741
1995-07-18 02:00 | 124.4857 | 159.0783 | 0.01166 | 79.9146 | 78.4195 | 2.0705 | 41.2174 | 17.4772 | 0 | 1.0357 | 1.5159
1995-07-18 03:00 | 124.5636 | 158.5204 | 0.1381 | 81.846 | 78.4195 | 2.0606 | 38.3791 | 17.4597 | 0 | 1.0357 | 1.5661
1995-07-18 04:00 | 122.2259 | 161.8435 | 4.5781 | 68.9608 | 79.5897 | 1.8813 | 35.5122 | 17.4763 | 0 | 1.0357 | 6.2815
1995-07-18 05:00 | 116.3772 | 166.3804 | 38.8463 | 61.4414 | 82.5762 | 1.8021 | 30.5451 | 17.4791 | 0 | 1.8709 | 0.075952
1995-07-18 06:00 | 111.5194 | 168.6115 | 116.9774 | 48.4563 | 82.9455 | 1.6596 | 26.907 | 17.5293 | 0 | 1.4153 | 0.17676
1995-07-18 07:00 | 107.8522 | 179.8874 | 234.3967 | 51.4276 | 62.6447 | 1.6427 | 21.8619 | 17.6001 | 0 | 0.70015 | 0.065753
1995-07-18 08:00 | 107.5436 | 183.9971 | 350.1324 | 40.7902 | 40.2453 | 1.6431 | 15.7295 | 17.5745 | 0 | 0.20015 | 0
1995-07-18 09:00 | 117.8678 | 202.0678 | 410.229 | 38.569 | 28.2537 | 1.6281 | 15.9403 | 17.5167 | 0 | 0.20015 | 0
1995-07-18 10:00 | 104.7772 | 184.0604 | 468.3825 | 36.264 | 27.691 | 1.6252 | 13.2951 | 17.5442 | 0 | 0.20015 | 0
1995-07-18 11:00 | 117.2434 | 185.8019 | 481.8099 | 31.9059 | 28.2807 | 1.6266 | 15.534 | 17.5444 | 0 | 0.20015 | 0
1995-07-18 12:00 | 128.9843 | 187.2788 | 475.3027 | 33.5029 | 27.2593 | 1.6277 | 16.9212 | 17.5335 | 0 | 0.20015 | 0
1995-07-18 13:00 | 139.6999 | 192.4559 | 447.3993 | 30.0233 | 27.879 | 1.6293 | 16.0489 | 17.4961 | 0 | 0.20015 | 0
1995-07-18 14:00 | 152.2864 | 205.6124 | 397.2889 | 33.2241 | 28.1168 | 1.647 | 14.828 | 17.478 | 0 | 0.20015 | 0
1995-07-18 15:00 | 158.5288 | 198.9682 | 339.9778 | 39.5632 | 31.4752 | 1.6476 | 16.6474 | 17.4859 | 0 | 0.20015 | 0.07
1995-07-18 16:00 | 169.2561 | 192.1091 | 257.4811 | 46.922 | 35.3875 | 1.6473 | 19.064 | 17.5386 | 0 | 0.20015 | 0.34662
1995-07-18 17:00 | 176.0694 | 188.4346 | 152.6106 | 41.3556 | 65.9366 | 1.8018 | 20.5013 | 17.5887 | 0 | 0.27087 | 3.5185
1995-07-18 18:00 | 177.9765 | 186.1335 | 48.995 | 49.1661 | 81.9832 | 1.8018 | 25.4451 | 17.6233 | 0 | 0.83967 | 14.9463
1995-07-18 19:00 | 182.2952 | 182.2965 | 2.2866 | 50.5593 | 81.9832 | 1.8021 | 25.133 | 17.6667 | 0 | 0.83967 | 25.6604
1995-07-18 20:00 | 188.2192 | 175.6375 | 0.0052321 | 53.9364 | 81.9832 | 1.7788 | 30.4729 | 17.6146 | 0 | 0.83967 | 24.8131
1995-07-18 21:00 | 191.5827 | 169.0807 | 0 | 58.8307 | 79.0794 | 2.0453 | 34.8347 | 17.615 | 0 | 0.83967 | 18.0263
1995-07-18 22:00 | 196.4108 | 165.7404 | 0 | 49.8697 | 80.0986 | 2.0455 | 32.7206 | 17.6201 | 0 | 0.83967 | 15.3273
1995-07-18 23:00 | 193.2471 | 165.3734 | 0 | 36.3166 | 81.9832 | 2.0193 | 31.6762 | 17.6485 | 0 | 0.83967 | 7.9969
1995-07-19 | 186.694 | 164.5459 | 0 | 47.3458 | 81.9832 | 2.5547 | 67.0795 | 17.5785 | 0 | 2.1357 | 24.0233
1995-07-19 01:00 | 179.6805 | 155.9371 | 0 | 50.5834 | 81.9832 | 2.5547 | 66.7278 | 17.5322 | 0 | 2.1357 | 38.7342
1995-07-19 02:00 | 171.8724 | 148.8622 | 0.0065602 | 53.9966 | 81.9832 | 2.5547 | 59.2548 | 17.4716 | 0 | 2.1388 | 31.5829
1995-07-19 03:00 | 166.2346 | 146.2573 | 0.12136 | 55.7285 | 81.9832 | 2.5323 | 64.9846 | 17.4742 | 0 | 2.5857 | 17.2617
1995-07-19 04:00 | 161.6055 | 142.7668 | 3.7078 | 52.266 | 81.9832 | 2.5152 | 56.1301 | 17.5496 | 0 | 2.5857 | 20.9019
1995-07-19 05:00 | 154.0655 | 133.6842 | 33.3861 | 50.8823 | 80.0256 | 2.5271 | 59.2006 | 17.5933 | 0 | 2.5857 | 6.4606
1995-07-19 06:00 | 147.2121 | 124.9215 | 114.8439 | 43.6444 | 81.9832 | 2.5269 | 41.3159 | 17.7275 | 0 | 2.4845 | 24.3729
1995-07-19 07:00 | 138.4267 | 122.9693 | 250.3206 | 42.6051 | 81.9832 | 2.7715 | 30.0126 | 17.8905 | 0 | 2.4273 | 0.18576
1995-07-19 08:00 | 130.4413 | 120.6336 | 373.6796 | 32.8142 | 81.5983 | 2.6461 | 27.2277 | 17.9292 | 0 | 1.0801 | 0
1995-07-19 09:00 | 125.2893 | 117.9524 | 463.7008 | 22.2978 | 81.6942 | 2.6392 | 24.1168 | 17.7024 | 0 | 1.0801 | 0
1995-07-19 10:00 | 100.7879 | 105.0618 | 512.34 | 27.2742 | 78.9314 | 2.8048 | 23.8395 | 17.8867 | 0 | 1.1132 | 1.3357
1995-07-19 11:00 | 104.368 | 106.0671 | 523.4416 | 26.9065 | 76.6449 | 2.837 | 25.4099 | 17.7751 | 0 | 1.1837 | 1.2356
1995-07-19 12:00 | 117.8366 | 104.2952 | 509.378 | 32.5153 | 63.6475 | 2.6799 | 25.4641 | 17.8642 | 0 | 1.1854 | 0.67187
1995-07-19 13:00 | 128.9454 | 105.2057 | 488.2847 | 26.19 | 74.1087 | 2.6792 | 27.1487 | 17.7593 | 0 | 1.0801 | 0
1995-07-19 14:00 | 131.105 | 107.6455 | 450.2819 | 29.2973 | 74.7978 | 2.5651 | 25.7728 | 17.8876 | 0 | 1.0801 | 5.3436e-05
1995-07-19 15:00 | 139.1364 | 108.3179 | 383.9855 | 36.1038 | 77.2794 | 2.7545 | 28.8763 | 17.7503 | 0 | 1.1197 | 0.0051782
1995-07-19 16:00 | 138.9088 | 110.7886 | 288.9475 | 45.7747 | 77.4176 | 2.7544 | 39.2141 | 17.7749 | 0 | 1.3845 | 2.2793
1995-07-19 17:00 | 132.0771 | 116.1201 | 164.4554 | 50.3704 | 73.7572 | 2.4296 | 62.582 | 17.8992 | 0 | 2.5159 | 4.6285
1995-07-19 18:00 | 125.3948 | 118.6338 | 52.9309 | 65.618 | 79.2793 | 2.4285 | 99.5566 | 17.9642 | 0 | 2.5718 | 28.1548
1995-07-19 19:00 | 126.2996 | 119.0997 | 2.9207 | 84.9677 | 79.5875 | 2.4285 | 98.6931 | 17.9184 | 0 | 2.5718 | 40.0199
1995-07-19 20:00 | 128.9981 | 118.0706 | 0.0097882 | 73.6148 | 80.8832 | 2.4272 | 100.7649 | 17.9012 | 0 | 2.5718 | 53.2438
1995-07-19 21:00 | 127.7571 | 118.3145 | 0 | 75.6564 | 80.8832 | 2.4272 | 104.6512 | 17.8207 | 0 | 2.5718 | 36.7491
1995-07-19 22:00 | 124.8631 | 122.8959 | 0 | 62.1758 | 80.8832 | 2.4272 | 104.0757 | 17.8418 | 0 | 2.3467 | 24.29
1995-07-19 23:00 | 123.0379 | 127.9299 | 0 | 63.7191 | 80.8832 | 2.488 | 102.1613 | 17.7001 | 0 | 2.1246 | 29.561
1995-07-20 | 119.4982 | 131.2219 | 0 | 65.4353 | 80.8832 | 2.8107 | 114.1493 | 17.5783 | 0 | 8.7213 | 33.0045
1995-07-20 01:00 | 117.6529 | 130.8812 | 0.00023178 | 50.5338 | 80.8832 | 2.6379 | 117.0797 | 17.5982 | 0 | 9.1923 | 15.5419
1995-07-20 02:00 | 114.3697 | 132.7804 | 0.0092212 | 51.7112 | 80.8832 | 2.6389 | 118.5843 | 17.5669 | 0 | 8.7197 | 12.7344
1995-07-20 03:00 | 110.0345 | 132.3792 | 0.14283 | 51.8082 | 80.8832 | 2.701 | 116.8137 | 17.5777 | 0 | 8.7213 | 18.5937
1995-07-20 04:00 | 104.5673 | 127.8851 | 3.8188 | 46.534 | 80.8832 | 2.7005 | 117.6059 | 17.5995 | 0 | 8.7203 | 9.3043
1995-07-20 05:00 | 100.2861 | 122.2318 | 38.0838 | 39.6248 | 80.8832 | 2.7137 | 113.2482 | 17.6423 | 0 | 7.5008 | 1.0392
1995-07-20 06:00 | 87.5404 | 119.2772 | 129.1099 | 30.2483 | 80.8832 | 2.7133 | 101.5387 | 17.7438 | 0 | 2.7285 | 0.10936
1995-07-20 07:00 | 72.1308 | 119.0702 | 275.0957 | 29.7873 | 80.8832 | 2.713 | 95.5787 | 17.8758 | 0 | 2.73 | 0
1995-07-20 08:00 | 66.9506 | 119.2418 | 407.4104 | 29.8862 | 79.6942 | 2.7104 | 57.2716 | 17.8744 | 0 | 2.73 | 0
1995-07-20 09:00 | 61.7814 | 116.9727 | 494.0644 | 28.445 | 79.6942 | 2.7274 | 42.3341 | 17.8586 | 0 | 1.5604 | 0
1995-07-20 10:00 | 57.2205 | 97.9644 | 531.1359 | 21.9978 | 79.6942 | 2.6158 | 48.7845 | 17.858 | 0 | 1.5613 | 0
1995-07-20 11:00 | 61.3037 | 98.3462 | 550.0271 | 20.6139 | 79.6942 | 2.6162 | 45.0712 | 17.8829 | 0 | 1.5582 | 0
1995-07-20 12:00 | 64.7491 | 95.2691 | 557.7707 | 21.6084 | 79.6942 | 2.7738 | 48.2723 | 17.8371 | 0 | 1.5602 | 0
1995-07-20 13:00 | 67.301 | 95.3106 | 539.9873 | 22.6901 | 79.6942 | 2.7738 | 51.349 | 17.8028 | 0 | 1.5608 | 0
1995-07-20 14:00 | 65.3129 | 93.9382 | 499.0751 | 26.6674 | 78.6016 | 2.7734 | 52.6405 | 17.8646 | 0 | 1.571 | 0.0033536
1995-07-20 15:00 | 70.2646 | 91.5734 | 424.8638 | 30.0363 | 78.6016 | 2.8048 | 61.3312 | 17.8768 | 0 | 1.6411 | 0
1995-07-20 16:00 | 71.4468 | 89.9149 | 315.4199 | 34.2203 | 78.6016 | 2.8082 | 83.3095 | 17.8945 | 0 | 2.8008 | 1.104
1995-07-20 17:00 | 77.5594 | 90.535 | 173.3456 | 43.428 | 78.6016 | 2.825 | 108.4014 | 17.9322 | 0 | 9.5778 | 9.0339
1995-07-20 18:00 | 81.6658 | 88.7272 | 54.2668 | 59.6361 | 78.6016 | 2.8002 | 118.645 | 17.9559 | 0 | 13.7007 | 23.1095
1995-07-20 19:00 | 88.7609 | 85.1071 | 2.09 | 81.2322 | 78.6016 | 2.7831 | 120.9857 | 17.9589 | 0 | 8.7218 | 71.1704
1995-07-20 20:00 | 95.6616 | 79.6301 | 0.0057457 | 63.8851 | 78.6016 | 2.7803 | 122.8542 | 17.9306 | 0 | 8.7219 | 45.0119
1995-07-20 21:00 | 97.6816 | 75.6845 | 0 | 74.4422 | 78.6016 | 2.7569 | 123.3711 | 17.9256 | 0 | 8.722 | 56.3506
1995-07-20 22:00 | 96.0661 | 75.0857 | 0 | 59.3 | 78.6016 | 2.7356 | 123.5368 | 17.8681 | 0 | 8.7206 | 22.2375
1995-07-20 23:00 | 93.9836 | 68.1344 | 0 | 75.2672 | 78.6016 | 2.7355 | 124.0313 | 17.8022 | 0 | 9.1179 | 41.7998
1995-07-21 | 92.6055 | 66.1244 | 0 | 73.6259 | 78.6016 | 2.6173 | 111.8712 | 17.7212 | 0 | 2.8436 | 32.4067
1995-07-21 01:00 | 89.4583 | 68.6896 | 0.00052353 | 61.5079 | 78.6016 | 2.7549 | 110.763 | 17.6529 | 0 | 2.8417 | 22.0686
1995-07-21 02:00 | 85.714 | 71.7346 | 0.01063 | 74.4849 | 78.6016 | 2.7547 | 100.3861 | 17.6482 | 0 | 2.8416 | 10.7686
1995-07-21 03:00 | 81.906 | 75.6619 | 0.13501 | 65.8245 | 78.6016 | 2.7498 | 107.8687 | 17.635 | 0 | 2.8436 | 16.7288
1995-07-21 04:00 | 78.4045 | 81.7881 | 3.5537 | 58.3755 | 78.6016 | 2.7485 | 108.0799 | 17.6531 | 0 | 2.8423 | 12.6095
1995-07-21 05:00 | 73.6333 | 92.257 | 37.3699 | 49.296 | 78.6016 | 2.7639 | 103.6803 | 17.6858 | 0 | 2.8421 | 0.75229
1995-07-21 06:00 | 63.8229 | 105.973 | 133.5108 | 39.835 | 78.6016 | 2.7508 | 47.9506 | 17.7858 | 0 | 2.7723 | 0.19805
1995-07-21 07:00 | 48.0697 | 117.3371 | 284.8677 | 37.7798 | 78.6016 | 2.6556 | 26.1098 | 17.9385 | 0 | 1.3887 | 0.23726
1995-07-21 08:00 | 40.6503 | 122.8652 | 424.0309 | 30.6745 | 78.6016 | 2.6908 | 23.6895 | 17.9578 | 0 | 1.124 | 0
1995-07-21 09:00 | 39.5987 | 125.7953 | 523.5898 | 32.1121 | 72.2805 | 2.3586 | 20.2581 | 17.9274 | 0 | 0.62292 | 0.04915
1995-07-21 10:00 | 39.8802 | 113.8656 | 577.6616 | 31.2768 | 66.7877 | 2.3878 | 18.9307 | 17.9507 | 0 | 0.5888 | 0
1995-07-21 11:00 | 49.1693 | 102.6644 | 592.7245 | 26.6648 | 63.9015 | 2.3879 | 18.1449 | 17.9359 | 0 | 0.58481 | 0
1995-07-21 12:00 | 58.989 | 90.0421 | 586.6239 | 25.7627 | 68.3812 | 2.3879 | 18.1864 | 17.8407 | 0 | 0.62259 | 0
1995-07-21 13:00 | 65.0377 | 83.06 | 563.1129 | 22.3361 | 59.571 | 2.3469 | 21.5098 | 17.9014 | 0 | 0.62334 | 0
1995-07-21 14:00 | 71.2131 | 84.5652 | 506.2953 | 25.9573 | 64.3647 | 2.3303 | 21.7919 | 17.8954 | 0 | 0.62005 | 0
1995-07-21 15:00 | 79.1139 | 95.654 | 425.3865 | 33.3233 | 65.2293 | 2.6403 | 27.2957 | 17.8994 | 0 | 0.84815 | 0.20455
1995-07-21 16:00 | 90.5411 | 117.4384 | 305.0369 | 25.7786 | 78.6016 | 2.6402 | 30.7484 | 17.9163 | 0 | 0.9885 | 1.9153
1995-07-21 17:00 | 101.0079 | 136.6616 | 167.4069 | 27.1536 | 78.6016 | 2.6197 | 35.1089 | 17.9512 | 0 | 1.4869 | 3.6623
1995-07-21 18:00 | 109.6292 | 149.3503 | 54.1595 | 34.6745 | 78.6016 | 2.1506 | 61.6419 | 17.955 | 0 | 1.0378 | 36.5239
1995-07-21 19:00 | 121.4171 | 157.1422 | 2.3403 | 31.3521 | 76.2383 | 2.1715 | 63.8959 | 17.9723 | 0 | 1.0357 | 68.1179
1995-07-21 20:00 | 134.1123 | 161.0763 | 0.0037646 | 37.0424 | 73.94 | 2.164 | 62.5942 | 17.9777 | 0 | 1.0357 | 63.6099
1995-07-21 21:00 | 137.7904 | 159.1502 | 0 | 42.068 | 73.94 | 2.2013 | 65.673 | 17.9262 | 0 | 1.0357 | 58.1529
1995-07-21 22:00 | 157.2125 | 147.5013 | 0 | 31.7577 | 73.94 | 2.204 | 62.8833 | 17.825 | 0 | 1.0357 | 46.6897
1995-07-21 23:00 | 162.3187 | 146.3973 | 0 | 18.2157 | 73.94 | 2.1829 | 65.1954 | 17.779 | 0 | 1.032 | 28.6891
1995-07-22 | 163.7636 | 148.2853 | 0 | 36.5319 | 72.751 | 1.8505 | 27.9257 | 17.7079 | 0 | 0.83604 | 37.9073
1995-07-22 01:00 | 173.9329 | 146.5098 | 0.00025358 | 31.7937 | 72.751 | 1.8335 | 29.3648 | 16.6184 | 0 | 0.83604 | 16.0137
1995-07-22 02:00 | 174.1565 | 151.579 | 0.0029469 | 28.4921 | 72.751 | 1.6258 | 29.0242 | 16.5988 | 0 | 0.83604 | 12.0166
1995-07-22 03:00 | 170.4807 | 166.2451 | 0.083973 | 27.1884 | 72.751 | 1.698 | 26.2977 | 17.6101 | 0 | 0.83604 | 7.8971
1995-07-22 04:00 | 167.9912 | 173.7058 | 3.0005 | 23.6217 | 69.909 | 1.4976 | 26.3416 | 17.6176 | 0 | 0.33604 | 3.8589
1995-07-22 05:00 | 165.3064 | 179.6243 | 37.3635 | 22.2088 | 63.951 | 1.4982 | 19.9304 | 16.6665 | 0 | 0.33604 | 0
1995-07-22 06:00 | 151.4195 | 179.9037 | 128.2549 | 22.4326 | 63.8395 | 1.4362 | 11.9948 | 16.7964 | 0 | 0.01593 | 0.99802
1995-07-22 07:00 | 143.5054 | 181.7247 | 258.4764 | 24.322 | 41.4709 | 1.4358 | 11.8185 | 17.6267 | 0 | 0.016806 | 0.56831
1995-07-22 08:00 | 124.8196 | 177.3083 | 376.1799 | 20.3282 | 8.6242 | 1.4359 | 8.8337 | 17.3446 | 0 | 0.016806 | 0
1995-07-22 09:00 | 127.196 | 171.7956 | 452.6506 | 21.8758 | 8.4556 | 1.391 | 7.5076 | 16.5603 | 0 | 0.016806 | 0
1995-07-22 10:00 | 119.9469 | 175.28 | 490.3946 | 22.8752 | 7.8512 | 1.3913 | 8.2901 | 17.8285 | 0 | 0.016806 | 0
1995-07-22 11:00 | 135.1176 | 169.2202 | 503.7613 | 12.1061 | 7.7327 | 1.3899 | 7.0897 | 16.7058 | 0 | 0.016806 | 0.30119
1995-07-22 12:00 | 121.0068 | 181.3673 | 510.1929 | 15.2408 | 6.0925 | 1.3907 | 5.6614 | 14.359 | 0 | 0.016806 | 0.07
1995-07-22 13:00 | 167.1384 | 190.7309 | 469.6332 | 18.2915 | 6.269 | 1.4205 | 6.8587 | 17.3615 | 0 | 0.016806 | 0
1995-07-22 14:00 | 189.2837 | 189.7809 | 431.6456 | 19.1365 | 10.1921 | 1.4207 | 8.1797 | 17.1958 | 0 | 0.016806 | 0
1995-07-22 15:00 | 190.1945 | 193.168 | 376.437 | 22.3832 | 11.2579 | 1.4194 | 8.0201 | 17.2689 | 0 | 0.016806 | 0.27533
1995-07-22 16:00 | 222.0486 | 201.1853 | 264.2105 | 22.088 | 13.7373 | 1.5055 | 8.4183 | 17.1381 | 0 | 0.066208 | 0.05634
1995-07-22 17:00 | 222.9738 | 201.7282 | 144.5265 | 22.1608 | 37.6448 | 1.5056 | 11.288 | 17.2107 | 0 | 0.23013 | 0.28284
1995-07-22 18:00 | 226.0943 | 197.0012 | 49.283 | 23.2841 | 61.9964 | 1.5055 | 23.0871 | 17.2858 | 0 | 0.34102 | 2.8246
1995-07-22 19:00 | 218.8236 | 190.7993 | 2.0674 | 26.4709 | 62.853 | 1.7271 | 26.2867 | 17.393 | 0 | 0.84102 | 9.1486
1995-07-22 20:00 | 213.9169 | 182.8714 | 0.0089086 | 32.6908 | 62.853 | 1.7542 | 28.0124 | 17.3867 | 0 | 0.84102 | 13.2245
1995-07-22 21:00 | 207.2333 | 179.4296 | 0 | 36.9833 | 62.853 | 1.7465 | 28.8953 | 17.4002 | 0 | 0.84102 | 16.294
1995-07-22 22:00 | 187.7298 | 166.9604 | 0 | 39.3356 | 62.853 | 1.7508 | 27.2126 | 17.0287 | 0 | 0.84102 | 6.7969
1995-07-22 23:00 | 173.9783 | 167.489 | 0 | 32.8048 | 62.853 | 1.7341 | 26.982 | 17.2531 | 0 | 0.83967 | 10.2561
1995-07-23 | 170.5736 | 163.075 | 0 | 58.2393 | 72.931 | 1.7677 | 70.371 | 17.6287 | 0 | 2.152 | 12.2985
1995-07-23 01:00 | 160.0188 | 157.3237 | 0 | 48.9748 | 72.931 | 1.7681 | 75.1773 | 17.5668 | 0 | 2.1412 | 10.7064
1995-07-23 02:00 | 149.7368 | 148.44 | 0.0057109 | 54.7252 | 72.931 | 1.7945 | 75.9324 | 17.5803 | 0 | 2.141 | 6.6222
1995-07-23 03:00 | 143.5181 | 138.1388 | 0.11364 | 49.1848 | 72.931 | 1.8164 | 75.5923 | 17.5841 | 0 | 2.1516 | 8.9144
1995-07-23 04:00 | 140.0698 | 126.2257 | 2.6718 | 49.1049 | 73.3371 | 1.8157 | 75.8115 | 17.5993 | 0 | 2.1448 | 11.2907
1995-07-23 05:00 | 134.6618 | 115.9396 | 32.2654 | 52.2064 | 74.3427 | 2.1935 | 76.3477 | 17.6302 | 0 | 2.1435 | 8.668
1995-07-23 06:00 | 129.0497 | 109.5978 | 114.5552 | 38.4781 | 73.3411 | 2.1932 | 66.665 | 17.7401 | 0 | 2.1061 | 1.1255
1995-07-23 07:00 | 120.4627 | 106.0854 | 243.2111 | 27.3927 | 72.931 | 2.1935 | 28.7864 | 17.8661 | 0 | 1.0163 | 0.56425
1995-07-23 08:00 | 112.7126 | 104.6823 | 362.2991 | 26.9476 | 72.931 | 2.1935 | 30.6683 | 17.8824 | 0 | 1.0165 | 0.28177
1995-07-23 09:00 | 102.6961 | 106.122 | 449.8433 | 28.1262 | 72.931 | 2.2033 | 29.3736 | 17.8688 | 0 | 1.0108 | 0.12648
1995-07-23 10:00 | 100.765 | 103.6062 | 492.1269 | 32.4417 | 72.931 | 2.1885 | 29.238 | 17.8569 | 0 | 1.0167 | 0
1995-07-23 11:00 | 99.258 | 111.0343 | 512.061 | 29.7694 | 72.931 | 2.189 | 29.0667 | 17.7956 | 0 | 0.99487 | 0.013771
1995-07-23 12:00 | 98.9787 | 117.381 | 510.5455 | 25.3205 | 73.5885 | 2.1884 | 28.8855 | 17.7147 | 0 | 1.009 | 0.9026
1995-07-23 13:00 | 103.6142 | 125.7188 | 492.7755 | 23.2733 | 73.5885 | 2.2198 | 28.8734 | 17.5779 | 0 | 1.0131 | 0.62362
1995-07-23 14:00 | 102.0778 | 129.6553 | 461.7631 | 37.4416 | 73.5885 | 2.2203 | 28.7335 | 17.7743 | 0 | 0.99508 | 0.045754
1995-07-23 15:00 | 105.0813 | 132.9407 | 396.6544 | 24.9465 | 73.5885 | 2.0517 | 28.5963 | 17.709 | 0 | 1.0042 | 0.25929
1995-07-23 16:00 | 113.8979 | 134.2816 | 297.8901 | 24.6528 | 73.5885 | 2.2258 | 32.8932 | 17.7448 | 0 | 1.0088 | 0.32161
1995-07-23 17:00 | 113.0764 | 142.3761 | 169.0745 | 39.8628 | 73.5885 | 2.2506 | 43.1878 | 17.8056 | 0 | 1.042 | 0.79962
1995-07-23 18:00 | 107.0875 | 151.1419 | 51.4977 | 58.6213 | 73.5885 | 2.2506 | 91.3272 | 17.8057 | 0 | 2.1476 | 26.4685
1995-07-23 19:00 | 108.1759 | 157.9516 | 1.399 | 61.1201 | 73.5885 | 2.2506 | 90.6619 | 17.8162 | 0 | 2.1552 | 53.3738
1995-07-23 20:00 | 116.3549 | 163.3997 | 0.0032071 | 61.5548 | 73.5885 | 2.2452 | 90.1351 | 17.7572 | 0 | 2.1562 | 49.8837
1995-07-23 21:00 | 118.4194 | 171.4501 | 0 | 74.6903 | 73.5885 | 2.2033 | 90.8702 | 17.7659 | 0 | 2.1569 | 30.5228
1995-07-23 22:00 | 117.6873 | 172.3607 | 0 | 67.3584 | 73.5885 | 2.076 | 92.1626 | 17.731 | 0 | 2.1467 | 33.1019
1995-07-23 23:00 | 120.0701 | 165.8274 | 0 | 65.8756 | 73.5885 | 2.0938 | 92.5794 | 17.6649 | 0 | 2.1618 | 13.1872
1995-07-24 | 120.5451 | 156.9211 | 0 | 69.6323 | 73.8775 | 2.0941 | 74.6044 | 17.6289 | 0 | 2.1573 | 14.2202
1995-07-24 01:00 | 119.8699 | 151.5346 | 9.5914e-06 | 51.5735 | 73.8335 | 2.0946 | 73.5167 | 17.6115 | 0 | 2.143 | 11.4158
1995-07-24 02:00 | 119.843 | 148.0777 | 0.005907 | 41.4432 | 76.1853 | 2.083 | 73.0668 | 17.6109 | 0 | 2.1427 | 9.2517
1995-07-24 03:00 | 118.4957 | 140.4471 | 0.094885 | 40.0799 | 79.0993 | 2.0661 | 73.1316 | 17.596 | 0 | 2.1568 | 6.5741
1995-07-24 04:00 | 117.0099 | 127.7389 | 3.167 | 53.7481 | 79.1825 | 2.2163 | 72.8175 | 17.6039 | 0 | 2.1477 | 25.1684
1995-07-24 05:00 | 113.6913 | 112.8014 | 36.5154 | 71.9325 | 79.1825 | 2.2262 | 68.4747 | 17.5884 | 0 | 2.146 | 8.017
1995-07-24 06:00 | 106.0946 | 100.4977 | 125.4969 | 48.7148 | 79.1825 | 2.2266 | 64.5356 | 17.6739 | 0 | 2.1523 | 11.5505
1995-07-24 07:00 | 89.6317 | 97.5755 | 276.4105 | 40.8329 | 79.1825 | 2.2012 | 51.816 | 17.6867 | 0 | 2.1658 | 2.371
1995-07-24 08:00 | 82.4103 | 94.3771 | 416.0375 | 24.215 | 78.9404 | 2.1992 | 58.0893 | 17.714 | 0 | 1.0664 | 0
1995-07-24 09:00 | 81.3286 | 91.9806 | 504.2423 | 20.8495 | 76.5247 | 1.8685 | 48.0227 | 17.6978 | 0 | 1.0589 | 0
1995-07-24 10:00 | 73.5018 | 83.3082 | 551.5719 | 26.8247 | 75.9393 | 1.8692 | 58.6057 | 17.6646 | 0 | 1.0664 | 0.24616
1995-07-24 11:00 | 72.6442 | 85.6051 | 579.2464 | 26.9884 | 75.2866 | 1.8692 | 59.1504 | 17.6447 | 0 | 1.0375 | 0
1995-07-24 12:00 | 77.5973 | 88.4575 | 575.4625 | 33.4023 | 77.3651 | 1.899 | 45.8954 | 17.5865 | 0 | 1.0562 | 0
1995-07-24 13:00 | 78.1539 | 91.0406 | 552.1581 | 30.4482 | 77.4338 | 1.9022 | 49.2512 | 17.544 | 0 | 1.0616 | 0
1995-07-24 14:00 | 81.6734 | 91.2565 | 503.7501 | 43.3238 | 79.1825 | 1.9084 | 61.6019 | 17.5618 | 0 | 1.0377 | 0
1995-07-24 15:00 | 81.7995 | 97.0791 | 426.7335 | 31.8841 | 79.1825 | 1.8641 | 60.7344 | 17.5282 | 0 | 1.0501 | 0
1995-07-24 16:00 | 89.4045 | 104.2969 | 310.0806 | 40.0342 | 79.1825 | 2.1963 | 63.8918 | 17.7274 | 0 | 1.0562 | 0.90569
1995-07-24 17:00 | 92.7187 | 115.2645 | 167.2837 | 61.1265 | 79.1825 | 2.1824 | 73.5696 | 17.7233 | 0 | 2.1444 | 27.0592
1995-07-24 18:00 | 97.9229 | 120.5905 | 49.8644 | 92.7215 | 79.1825 | 2.1824 | 78.2934 | 17.7633 | 0 | 2.1514 | 83.827
1995-07-24 19:00 | 113.3515 | 128.1837 | 2.1234 | 74.9534 | 79.1825 | 2.1823 | 73.7494 | 17.7312 | 0 | 2.1616 | 57.8138
1995-07-24 20:00 | 126.979 | 137.1138 | 0 | 74.6407 | 79.1825 | 2.1677 | 72.3846 | 17.7025 | 0 | 2.1628 | 39.0114
1995-07-24 21:00 | 133.7792 | 146.7619 | 0 | 73.818 | 79.1825 | 2.2068 | 74.062 | 17.6936 | 0 | 2.1638 | 54.3256
1995-07-24 22:00 | 133.1587 | 148.4352 | 0 | 73.6182 | 76.6173 | 2.2072 | 72.0091 | 17.6662 | 0 | 2.1503 | 22.8048
1995-07-24 23:00 | 137.2656 | 149.1347 | 0 | 66.8662 | 76.3482 | 2.2045 | 69.401 | 17.6055 | 0 | 2.1559 | 34.3937
1995-07-25 | 138.7289 | 146.9257 | 0 | 65.0092 | 78.9408 | 2.1851 | 63.7004 | 17.554 | 0 | 1.0524 | 5.1614
1995-07-25 01:00 | 140.7839 | 142.4548 | 0.00017739 | 63.7993 | 79.1825 | 2.185 | 64.1586 | 17.49 | 0 | 1.0414 | 8.3141
1995-07-25 02:00 | 145.137 | 138.4962 | 0.0065879 | 62.3339 | 79.1825 | 2.1655 | 52.2596 | 17.495 | 0 | 1.0411 | 7.3015
1995-07-25 03:00 | 146.0763 | 139.3297 | 0.1074 | 60.6433 | 79.1825 | 2.1448 | 59.3404 | 17.4886 | 0 | 1.502 | 4.371
1995-07-25 04:00 | 144.568 | 136.3853 | 2.9556 | 65.2225 | 74.7321 | 1.9931 | 51.1067 | 17.5131 | 0 | 1.495 | 0.74008
1995-07-25 05:00 | 140.138 | 136.369 | 34.6814 | 50.7669 | 59.3805 | 2.1815 | 35.3233 | 17.4176 | 0 | 1.4937 | 4.6577
1995-07-25 06:00 | 134.0647 | 141.9774 | 127.9019 | 41.1521 | 60.0554 | 2.1812 | 29.055 | 17.4472 | 0 | 1.4986 | 0
1995-07-25 07:00 | 119.1536 | 146.0729 | 273.7679 | 28.5493 | 51.0505 | 2.181 | 28.9526 | 17.4914 | 0 | 0.71555 | 0.15071
1995-07-25 08:00 | 95.3428 | 133.2648 | 418.7712 | 32.7672 | 29.7725 | 2.1824 | 28.7578 | 17.4497 | 0 | 0.71604 | 0.088471
1995-07-25 09:00 | 92.1782 | 122.3117 | 507.6357 | 27.4838 | 29.7725 | 2.3172 | 18.8814 | 17.4151 | 0 | 0.71019 | 0.26996
1995-07-25 10:00 | 87.8969 | 112.5915 | 544.8807 | 36.1995 | 29.7725 | 2.3175 | 15.8129 | 16.4843 | 0 | 0.71625 | 0
1995-07-25 11:00 | 98.5244 | 107.9942 | 567.734 | 26.7968 | 29.7725 | 2.3177 | 15.1033 | 16.4376 | 0 | 0.69386 | 0.18219
1995-07-25 12:00 | 88.5797 | 101.5152 | 581.4213 | 32.2229 | 29.7725 | 2.2729 | 15.0699 | 16.4212 | 0 | 0.70831 | 0.20455
1995-07-25 13:00 | 102.569 | 120.0689 | 539.4735 | 25.052 | 29.7725 | 2.2914 | 15.0379 | 15.0742 | 0 | 0.71257 | 0.34247
1995-07-25 14:00 | 113.3941 | 129.7443 | 484.7356 | 20.1354 | 29.7725 | 2.2916 | 16.859 | 16.4371 | 0 | 0.69407 | 0
1995-07-25 15:00 | 117.6204 | 135.0255 | 432.4758 | 26.5601 | 29.7725 | 2.3334 | 19.0824 | 17.4406 | 0 | 0.70342 | 0.10313
1995-07-25 16:00 | 132.9505 | 138.0399 | 314.9667 | 37.3595 | 29.7725 | 2.3333 | 30.1795 | 17.4893 | 0 | 1.0016 | 1.1659
1995-07-25 17:00 | 158.0466 | 139.819 | 167.2079 | 48.1657 | 29.7725 | 2.3486 | 36.0319 | 17.541 | 0 | 0.99244 | 20.1112
1995-07-25 18:00 | 176.7757 | 142.9524 | 51.4437 | 67.8423 | 56.1801 | 2.3486 | 45.8016 | 17.5811 | 0 | 0.99786 | 27.7893
1995-07-25 19:00 | 189.7751 | 142.8119 | 1.3738 | 56.4343 | 57.6019 | 2.3486 | 47.724 | 17.6183 | 0 | 1.5057 | 33.801
1995-07-25 20:00 | 198.4514 | 141.7746 | 0.0020177 | 66.5995 | 54.4849 | 2.3657 | 44.6542 | 17.5958 | 0 | 1.5067 | 48.2307
1995-07-25 21:00 | 199.1902 | 142.8108 | 0 | 51.4852 | 80.2805 | 2.3461 | 50.8404 | 17.6021 | 0 | 1.5075 | 30.1815
1995-07-25 22:00 | 195.2004 | 146.1365 | 0 | 62.0726 | 68.4345 | 2.3473 | 47.8948 | 17.6396 | 0 | 1.497 | 19.9578
1995-07-25 23:00 | 190.7971 | 155.3581 | 0 | 40.8998 | 54.3499 | 2.1574 | 46.9353 | 17.6317 | 0 | 1.251 | 23.1013
1995-07-26 | 184.9632 | 154.3713 | 0 | 42.7175 | 79.3481 | 2.3232 | 68.764 | 17.5119 | 0 | 2.6006 | 36.9431
1995-07-26 01:00 | 178.5491 | 147.5624 | 0 | 39.1864 | 79.3481 | 2.3231 | 69.1331 | 17.4795 | 0 | 2.5908 | 35.9459
1995-07-26 02:00 | 170.0349 | 141.2304 | 0.0049503 | 47.0675 | 79.3481 | 2.323 | 72.3836 | 17.5226 | 0 | 2.5906 | 24.3669
1995-07-26 03:00 | 163.3416 | 138.2359 | 0.082417 | 55.7861 | 73.3923 | 2.3227 | 73.5873 | 17.5375 | 0 | 2.6003 | 21.4556
1995-07-26 04:00 | 155.4986 | 145.8943 | 2.4883 | 43.7587 | 73.9622 | 2.4621 | 70.3149 | 17.5331 | 0 | 2.849 | 15.5364
1995-07-26 05:00 | 142.166 | 149.6045 | 34.9765 | 51.8817 | 55.9024 | 2.4558 | 62.113 | 17.6032 | 0 | 1.7478 | 3.0734
1995-07-26 06:00 | 124.4711 | 140.8993 | 134.482 | 42.6698 | 71.2793 | 2.5007 | 21.361 | 17.7512 | 0 | 1.7522 | 2.9248
1995-07-26 07:00 | 96.8414 | 134.1527 | 285.2166 | 30.2644 | 72.6964 | 2.5018 | 18.3158 | 17.6072 | 0 | 1.7615 | 0
1995-07-26 08:00 | 79.5645 | 135.3795 | 412.1441 | 29.6221 | 56.1258 | 2.5157 | 18.0205 | 17.647 | 0 | 0.71357 | 0.20455
1995-07-26 09:00 | 77.0091 | 132.0944 | 501.5697 | 43.1482 | 29.0328 | 2.3789 | 17.9574 | 17.6682 | 0 | 0.70833 | 0.20455
1995-07-26 10:00 | 64.3216 | 130.0177 | 563.2895 | 29.1737 | 39.6995 | 2.2842 | 17.8701 | 17.6639 | 0 | 0.71376 | 0
1995-07-26 11:00 | 70.1802 | 148.0396 | 568.3479 | 31.2853 | 28.8401 | 2.2637 | 18.8124 | 17.6712 | 0 | 0.69369 | 0
1995-07-26 12:00 | 75.4285 | 141.208 | 573.3834 | 29.8273 | 30.6479 | 2.2939 | 18.8695 | 17.6682 | 0 | 0.70664 | 0
1995-07-26 13:00 | 78.9588 | 146.2182 | 542.1704 | 31.4374 | 28.8401 | 2.2826 | 18.7295 | 17.68 | 0 | 0.71045 | 0
1995-07-26 14:00 | 81.8258 | 149.4983 | 499.8935 | 31.5226 | 41.4389 | 2.2828 | 20.3726 | 17.68 | 0 | 0.69388 | 0
1995-07-26 15:00 | 90.8953 | 145.2643 | 429.0774 | 31.4721 | 60.1223 | 2.2827 | 21.7936 | 17.6783 | 0 | 0.70226 | 0.14894
1995-07-26 16:00 | 105.5352 | 150.0576 | 309.7882 | 35.5669 | 80.4481 | 2.4197 | 29.8588 | 17.9353 | 0 | 1.0586 | 0.14356
1995-07-26 17:00 | 113.8642 | 156.3994 | 168.5326 | 44.8177 | 80.4481 | 2.4197 | 44.5927 | 17.9279 | 0 | 1.2467 | 6.1502
1995-07-26 18:00 | 132.2634 | 171.6118 | 49.0296 | 49.4851 | 80.4481 | 2.7309 | 58.6731 | 17.9157 | 0 | 1.7516 | 21.6154
1995-07-26 19:00 | 155.162 | 170.6195 | 1.2503 | 55.8825 | 80.4481 | 2.7101 | 69.4773 | 17.9411 | 0 | 2.8586 | 26.6508
1995-07-26 20:00 | 168.1098 | 164.3496 | 0.0018883 | 63.7018 | 80.4481 | 2.7103 | 80.0922 | 17.8947 | 0 | 2.8595 | 25.1682
1995-07-26 21:00 | 167.9684 | 164.6826 | 0 | 64.6277 | 80.4481 | 2.5741 | 79.6538 | 17.8938 | 0 | 2.4092 | 22.9347
1995-07-26 22:00 | 164.1407 | 184.9831 | 0 | 50.342 | 80.4481 | 2.5352 | 75.928 | 17.8557 | 0 | 2.3998 | 18.4435
1995-07-26 23:00 | 161.3109 | 186.8747 | 0 | 39.214 | 80.4481 | 2.5364 | 75.8903 | 17.7844 | 0 | 2.3996 | 12.7677
1995-07-27 | 159.2378 | 178.4186 | 0 | 66.3604 | 80.4481 | 2.4797 | 103.4477 | 17.7908 | 0 | 2.5939 | 21.7015
1995-07-27 01:00 | 156.8634 | 169.3886 | 0 | 63.1755 | 80.4481 | 2.4628 | 101.0652 | 17.7611 | 0 | 2.5885 | 16.923
1995-07-27 02:00 | 155.2695 | 170.9907 | 0.0054837 | 57.1298 | 80.4481 | 2.3053 | 81.9587 | 17.7013 | 0 | 2.5883 | 26.5072
1995-07-27 03:00 | 151.5153 | 175.6598 | 0.083522 | 52.6082 | 80.4481 | 2.305 | 81.7299 | 17.6872 | 0 | 2.3977 | 28.93
1995-07-27 04:00 | 148.6882 | 181.3557 | 2.2934 | 50.7059 | 80.4481 | 2.3075 | 95.1485 | 17.7054 | 0 | 2.3942 | 3.6204
1995-07-27 05:00 | 141.3591 | 179.9695 | 31.6381 | 41.266 | 80.4481 | 2.2785 | 69.6443 | 17.7345 | 0 | 2.3936 | 22.4487
1995-07-27 06:00 | 126.522 | 171.3379 | 118.0452 | 45.4219 | 80.4481 | 2.2783 | 68.4101 | 17.8023 | 0 | 2.396 | 11.1028
1995-07-27 07:00 | 108.3535 | 167.946 | 243.307 | 38.3253 | 80.4481 | 2.2781 | 57.979 | 17.8917 | 0 | 2.2616 | 7.1357
1995-07-27 08:00 | 93.8207 | 163.0326 | 358.3265 | 34.5467 | 71.6722 | 2.2782 | 43.2823 | 17.924 | 0 | 0.66182 | 0
1995-07-27 09:00 | 91.9025 | 161.4776 | 428.1638 | 26.9832 | 63.2239 | 2.2783 | 39.6181 | 17.9222 | 0 | 0.65895 | 0
1995-07-27 10:00 | 89.1046 | 153.7798 | 477.0337 | 35.0704 | 59.4953 | 2.4139 | 32.583 | 17.9021 | 0 | 0.66192 | 0
1995-07-27 11:00 | 95.1267 | 144.6176 | 492.9905 | 29.9998 | 56.5958 | 2.3244 | 32.4265 | 17.879 | 0 | 0.65094 | 0
1995-07-27 12:00 | 80.8136 | 131.4467 | 506.382 | 35.6322 | 39.7869 | 2.4425 | 32.7318 | 17.8715 | 0 | 0.65803 | 0
1995-07-27 13:00 | 86.5806 | 124.2708 | 484.3471 | 31.9692 | 50.2302 | 2.4426 | 33.4267 | 17.8486 | 0 | 0.66011 | 0
1995-07-27 14:00 | 108.676 | 126.5782 | 410.2117 | 31.7222 | 53.6611 | 2.4427 | 36.0544 | 17.8846 | 0 | 0.84705 | 0
1995-07-27 15:00 | 99.023 | 121.9539 | 357.6289 | 36.846 | 61.5808 | 2.4416 | 62.6373 | 17.8903 | 0 | 0.94878 | 1.2121
1995-07-27 16:00 | 106.821 | 121.2968 | 256.1835 | 55.9018 | 56.9911 | 2.4415 | 82.1925 | 17.9478 | 0 | 0.99318 | 3.3551
1995-07-27 17:00 | 115.1828 | 118.9901 | 142.9532 | 47.3118 | 75.3496 | 2.5979 | 93.2327 | 18.0249 | 0 | 0.98899 | 14.076
1995-07-27 18:00 | 119.7101 | 116.1065 | 45.7492 | 60.9467 | 81.6317 | 2.5966 | 120.7841 | 18.0595 | 0 | 2.5916 | 14.9932
1995-07-27 19:00 | 127.4638 | 113.803 | 0.993 | 66.0126 | 81.6317 | 2.6185 | 118.8552 | 18.062 | 0 | 2.5955 | 42.4747
1995-07-27 20:00 | 131.8055 | 109.8723 | 0 | 67.5756 | 81.6317 | 2.6187 | 122.6398 | 18.0454 | 0 | 2.596 | 35.962
1995-07-27 21:00 | 128.5548 | 106.5549 | 0 | 65.8533 | 81.6317 | 2.6249 | 124.5589 | 18.0542 | 0 | 2.5964 | 37.7597
1995-07-27 22:00 | 115.6115 | 99.136 | 0 | 75.6178 | 81.6317 | 2.6643 | 121.6388 | 17.9736 | 0 | 2.5912 | 38.1963
1995-07-27 23:00 | 109.4825 | 95.98 | 0 | 63.0811 | 81.6317 | 2.6643 | 121.5322 | 17.8856 | 0 | 2.5903 | 29.8836
1995-07-28 | 103.0637 | 89.2649 | 0 | 87.1953 | 81.6317 | 2.9913 | 125.7649 | 17.8184 | 0 | 2.8445 | 14.0211
1995-07-28 01:00 | 96.1648 | 80.997 | 0 | 79.2327 | 81.6317 | 3.008 | 125.4498 | 17.7683 | 0 | 2.842 | 19.6278
1995-07-28 02:00 | 89.6187 | 71.6249 | 0.0038882 | 86.216 | 81.6317 | 3.1431 | 124.5927 | 17.7483 | 0 | 2.8419 | 17.151
1995-07-28 03:00 | 83.4651 | 64.1843 | 0.063084 | 76.3518 | 81.6317 | 3.1427 | 124.2233 | 17.7381 | 0 | 2.8444 | 22.4118
1995-07-28 04:00 | 77.7405 | 60.3046 | 2.0812 | 73.2926 | 80.5391 | 3.1423 | 123.9631 | 17.7358 | 0 | 2.8428 | 12.3601
1995-07-28 05:00 | 69.5809 | 56.6716 | 29.7452 | 70.7399 | 80.5391 | 3.1639 | 120.7762 | 17.7609 | 0 | 2.8425 | 5.3555
1995-07-28 06:00 | 58.7098 | 54.9762 | 107.344 | 59.1236 | 80.5391 | 3.1193 | 103.12 | 17.8224 | 0 | 2.8015 | 0.092676
1995-07-28 07:00 | 48.7284 | 54.5967 | 227.8204 | 55.1048 | 80.5391 | 3.119 | 83.3638 | 17.8921 | 0 | 2.8039 | 0.092676
1995-07-28 08:00 | 44.3065 | 55.2991 | 343.117 | 48.916 | 80.5391 | 3.1191 | 58.534 | 17.9468 | 0 | 1.1066 | 0.092676
1995-07-28 09:00 | 45.2319 | 53.4197 | 422.5916 | 33.1468 | 70.671 | 3.1193 | 56.3821 | 17.9188 | 0 | 1.1052 | 0
1995-07-28 10:00 | 38.9994 | 50.6234 | 474.9364 | 41.1894 | 63.3934 | 3.1197 | 55.2701 | 17.9114 | 0 | 1.1066 | 0
1995-07-28 11:00 | 39.672 | 48.2002 | 503.0097 | 39.4132 | 56.8452 | 3.1201 | 55.3986 | 17.8842 | 0 | 1.1015 | 0
1995-07-28 12:00 | 40.828 | 44.9082 | 496.6611 | 35.0968 | 63.2756 | 3.1373 | 55.9152 | 17.8887 | 0 | 1.1048 | 0
1995-07-28 13:00 | 42.6893 | 45.9071 | 476.5324 | 38.4883 | 63.8011 | 3.1165 | 57.6161 | 17.8674 | 0 | 1.1058 | 0
1995-07-28 14:00 | 46.7357 | 49.7685 | 438.3347 | 38.039 | 65.3026 | 3.0999 | 60.9346 | 17.8308 | 0 | 1.1016 | 0
1995-07-28 15:00 | 55.416 | 54.1732 | 371.6248 | 45.0358 | 71.7335 | 2.9425 | 60.8639 | 17.9326 | 0 | 1.1037 | 0
1995-07-28 16:00 | 60.1423 | 57.3012 | 279.5792 | 60.3483 | 76.1372 | 2.9424 | 68.4875 | 17.9754 | 0 | 1.244 | 0.32865
1995-07-28 17:00 | 66.6974 | 58.2968 | 157.3456 | 59.1836 | 79.4411 | 2.9426 | 87.884 | 17.9886 | 0 | 2.8419 | 3.1382
1995-07-28 18:00 | 71.1963 | 56.8543 | 46.6093 | 70.8997 | 79.4411 | 2.9725 | 125.3018 | 18.0081 | 0 | 2.8434 | 20.5157
1995-07-28 19:00 | 78.8159 | 53.4334 | 1.0449 | 81.8802 | 79.4411 | 2.9726 | 121.9641 | 18.0358 | 0 | 2.8452 | 32.2744
1995-07-28 20:00 | 84.4004 | 48.4485 | 0.0011185 | 86.2215 | 79.4411 | 2.9728 | 126.4593 | 18.0243 | 0 | 2.8455 | 31.0802
1995-07-28 21:00 | 84.1419 | 42.367 | 0 | 83.422 | 79.4411 | 2.9442 | 127.2751 | 18.014 | 0 | 2.8456 | 37.1582
1995-07-28 22:00 | 77.7889 | 36.3151 | 0 | 93.3309 | 79.4411 | 2.9237 | 125.9412 | 17.9326 | 0 | 2.8433 | 42.2765
1995-07-28 23:00 | 73.5436 | 32.9809 | 0 | 88.4372 | 79.4411 | 2.9164 | 121.8362 | 17.8933 | 0 | 2.843 | 26.6843
1995-07-29 | 67.8019 | 30.9038 | 0 | 105.5056 | 79.4411 | 3.5277 | 115.708 | 17.8379 | 0 | 2.8506 | 20.6505
1995-07-29 01:00 | 64.0876 | 29.4671 | 0 | 94.7612 | 79.4411 | 3.4762 | 117.74 | 17.7961 | 0 | 2.8473 | 17.6263
1995-07-29 02:00 | 60.1825 | 27.0873 | 0.0025679 | 90.3105 | 79.4411 | 3.4976 | 116.9061 | 17.7553 | 0 | 2.8472 | 27.7295
1995-07-29 03:00 | 57.6534 | 24.5865 | 0.067265 | 77.6258 | 79.4411 | 3.482 | 116.2421 | 17.7342 | 0 | 2.8505 | 28.0247
1995-07-29 04:00 | 54.1779 | 21.5243 | 1.976 | 80.7976 | 79.4411 | 3.4735 | 113.537 | 17.7672 | 0 | 2.8398 | 5.5315
1995-07-29 05:00 | 49.3954 | 18.7843 | 31.3375 | 67.0884 | 79.4411 | 2.8334 | 111.498 | 17.8125 | 0 | 2.8394 | 9.1396
1995-07-29 06:00 | 41.1324 | 17.5596 | 112.1494 | 58.6682 | 79.4411 | 2.8774 | 89.8711 | 17.8981 | 0 | 2.7997 | 3.1492
1995-07-29 07:00 | 31.9241 | 17.469 | 249.3211 | 48.6169 | 79.4411 | 2.8772 | 64.3696 | 17.9905 | 0 | 2.6779 | 0
1995-07-29 08:00 | 29.4073 | 17.1153 | 380.4577 | 47.2847 | 79.4411 | 2.8551 | 53.1121 | 17.9808 | 0 | 1.0429 | 0
1995-07-29 09:00 | 26.5831 | 16.1928 | 474.8176 | 29.548 | 79.2155 | 2.8465 | 45.3064 | 17.9429 | 0 | 1.0411 | 0
1995-07-29 10:00 | 26.3583 | 16.9171 | 527.3116 | 34.3972 | 65.3634 | 2.826 | 33.7919 | 17.9068 | 0 | 1.0429 | 0
1995-07-29 11:00 | 29.6998 | 14.9529 | 540.954 | 41.3578 | 60.3412 | 2.8385 | 30.899 | 17.9317 | 0 | 1.0363 | 0
1995-07-29 12:00 | 33.5849 | 12.8892 | 533.1624 | 37.6814 | 65.9618 | 2.8389 | 35.7309 | 17.9091 | 0 | 1.0406 | 0
1995-07-29 13:00 | 35.9674 | 10.9811 | 512.5852 | 44.0869 | 56.2162 | 2.8599 | 39.3559 | 17.8939 | 0 | 1.0419 | 0
1995-07-29 14:00 | 43.421 | 10.5275 | 460.5122 | 46.2257 | 63.01 | 2.877 | 50.2124 | 17.8378 | 0 | 1.1031 | 0
1995-07-29 15:00 | 53.3148 | 10.809 | 385.1458 | 44.7438 | 75.6412 | 2.993 | 65.1324 | 17.953 | 0 | 1.1058 | 0
1995-07-29 16:00 | 63.2391 | 11.4676 | 280.9268 | 55.7862 | 81.6391 | 3.6744 | 71.1133 | 17.9604 | 0 | 1.2044 | 0.64434
1995-07-29 17:00 | 83.4922 | 13.7647 | 152.6487 | 60.2324 | 81.6391 | 3.6713 | 73.3505 | 17.9818 | 0 | 1.2017 | 5.4584
1995-07-29 18:00 | 94.3842 | 18.782 | 47.3546 | 65.1661 | 81.6391 | 3.6442 | 107.0408 | 18.0003 | 0 | 2.8456 | 12.9644
1995-07-29 19:00 | 111.7652 | 24.3517 | 0.86957 | 70.3055 | 81.6391 | 3.6345 | 117.1427 | 17.9971 | 0 | 2.8565 | 11.9166
1995-07-29 20:00 | 124.9415 | 28.7159 | 0.00055338 | 75.7902 | 81.6391 | 3.6029 | 119.2148 | 18.0064 | 0 | 2.8568 | 11.2204
1995-07-29 21:00 | 125.3024 | 29.8158 | 0 | 72.4926 | 81.6391 | 3.6089 | 119.9181 | 17.9842 | 0 | 2.8485 | 9.4159
1995-07-29 22:00 | 122.2944 | 30.9027 | 0 | 73.1986 | 81.6391 | 3.6128 | 121.2406 | 17.8411 | 0 | 2.8454 | 8.3422
1995-07-29 23:00 | 115.5444 | 28.7527 | 0 | 68.2661 | 81.6391 | 3.5595 | 118.2275 | 17.8285 | 0 | 2.8462 | 5.1146
1995-07-30 | 106.7998 | 29.1318 | 0 | 76.5311 | 81.6391 | 3.5078 | 123.4224 | 17.7594 | 0 | 2.8538 | 1.622
1995-07-30 01:00 | 98.4348 | 29.3794 | 0 | 93.4773 | 81.6391 | 3.527 | 121.9859 | 17.7122 | 0 | 2.8508 | 4.0988
1995-07-30 02:00 | 93.2768 | 24.8367 | 0.0025329 | 75.7483 | 81.6391 | 3.5404 | 121.1397 | 17.684 | 0 | 2.8507 | 4.979
1995-07-30 03:00 | 88.8814 | 20.6725 | 0.052534 | 75.0535 | 81.6391 | 3.5413 | 120.7446 | 17.6732 | 0 | 2.8537 | 3.6348
1995-07-30 04:00 | 86.3806 | 18.6345 | 2.0094 | 76.3584 | 81.6391 | 3.5469 | 121.2595 | 17.6801 | 0 | 2.8518 | 18.0948
1995-07-30 05:00 | 80.973 | 19.3142 | 32.2438 | 80.6796 | 81.6391 | 3.5805 | 118.9962 | 17.7198 | 0 | 3.116 | 7.8738
1995-07-30 06:00 | 71.028 | 22.1498 | 122.1198 | 61.0652 | 81.6391 | 3.6035 | 107.3852 | 17.831 | 0 | 2.8021 | 5.0281
1995-07-30 07:00 | 52.9863 | 25.8497 | 270.1061 | 57.4488 | 81.6391 | 2.9327 | 86.3003 | 17.9114 | 0 | 3.7049 | 0.11048
1995-07-30 08:00 | 43.8249 | 30.0109 | 409.6888 | 50.009 | 81.6391 | 2.9548 | 67.9362 | 17.964 | 0 | 2.6051 | 0
1995-07-30 09:00 | 39.4831 | 33.1553 | 506.9978 | 42.4907 | 81.6391 | 2.955 | 67.4204 | 17.9394 | 0 | 2.6035 | 0
1995-07-30 10:00 | 40.1045 | 35.555 | 550.8287 | 46.3205 | 81.6391 | 2.9761 | 66.8185 | 17.9432 | 0 | 2.6051 | 0
1995-07-30 11:00 | 48.7586 | 36.0525 | 566.644 | 59.1796 | 81.6391 | 2.8026 | 66.354 | 17.8778 | 0 | 2.599 | 0
1995-07-30 12:00 | 54.0686 | 35.8674 | 557.0204 | 48.3778 | 81.6391 | 2.7916 | 66.249 | 17.8472 | 0 | 2.6029 | 0
1995-07-30 13:00 | 56.8427 | 36.3633 | 528.6883 | 53.8904 | 81.6391 | 2.7917 | 66.3887 | 17.8622 | 0 | 2.6041 | 0
1995-07-30 14:00 | 60.8002 | 36.1185 | 477.3761 | 59.2607 | 81.6391 | 2.7916 | 65.8066 | 17.8581 | 0 | 2.5991 | 0
1995-07-30 15:00 | 70.9856 | 39.0161 | 394.1394 | 52.8402 | 81.6391 | 2.8139 | 66.3722 | 17.8541 | 0 | 2.6016 | 0
1995-07-30 16:00 | 73.5771 | 44.4741 | 286.9026 | 62.4279 | 81.6391 | 3.5001 | 73.307 | 17.894 | 0 | 2.6697 | 0.62666
1995-07-30 17:00 | 88.1402 | 54.3895 | 153.3083 | 72.2067 | 81.6391 | 3.4806 | 104.1559 | 17.9138 | 0 | 3.7925 | 7.8459
1995-07-30 18:00 | 104.3743 | 64.2628 | 46.8199 | 99.2552 | 81.6391 | 3.4569 | 123.4064 | 17.958 | 0 | 3.8115 | 53.1501
1995-07-30 19:00 | 124.1147 | 74.1154 | 0.73247 | 90.6802 | 81.6391 | 3.4204 | 123.4803 | 17.9768 | 0 | 2.8637 | 32.1533
1995-07-30 20:00 | 141.5747 | 88.4031 | 0 | 95.071 | 81.6391 | 3.4331 | 123.1711 | 17.9536 | 0 | 2.8639 | 30.3606
1995-07-30 21:00 | 143.912 | 103.3158 | 0 | 95.4309 | 81.6391 | 3.4201 | 122.8801 | 17.8704 | 0 | 2.8641 | 17.962
1995-07-30 22:00 | 138.0407 | 126.2946 | 0 | 68.5305 | 81.6391 | 3.405 | 122.8945 | 17.8085 | 0 | 2.8527 | 3.6971
1995-07-30 23:00 | 125.8122 | 123.1797 | 0 | 70.7224 | 81.6391 | 3.4485 | 124.8338 | 17.7473 | 0 | 2.8496 | 10.9979
1995-07-31 | 112.1162 | 112.0072 | 0 | 102.4502 | 81.6391 | 2.8703 | 113.7105 | 17.6498 | 0 | 2.8407 | 6.275
1995-07-31 01:00 | 101.8555 | 97.4762 | 0 | 90.2743 | 81.6391 | 2.8323 | 120.2996 | 17.6327 | 0 | 2.8407 | 2.0824
1995-07-31 02:00 | 92.8081 | 84.7953 | 0.0019355 | 87.8781 | 81.6391 | 2.8519 | 118.3827 | 17.7051 | 0 | 2.8407 | 5.9391
1995-07-31 03:00 | 84.6502 | 75.3302 | 0.056789 | 92.3645 | 81.6391 | 2.8513 | 118.0403 | 17.6811 | 0 | 2.8407 | 1.7111
1995-07-31 04:00 | 78.7744 | 71.4121 | 1.7641 | 83.9935 | 81.6391 | 2.8337 | 117.9749 | 17.6581 | 0 | 2.8407 | 14.896
1995-07-31 05:00 | 74.0393 | 73.1064 | 31.4547 | 93.5001 | 81.6391 | 2.8443 | 117.853 | 17.6431 | 0 | 2.8407 | 0.57203
1995-07-31 06:00 | 62.4765 | 75.9094 | 124.3261 | 71.4851 | 81.6391 | 2.8464 | 117.3811 | 17.6864 | 0 | 2.8407 | 6.1352
1995-07-31 07:00 | 44.3767 | 79.3551 | 271.3209 | 63.858 | 81.6391 | 2.784 | 99.0532 | 17.7577 | 0 | 2.8407 | 0.14866
1995-07-31 08:00 | 33.4236 | 81.8155 | 410.0492 | 58.2494 | 81.6391 | 2.7691 | 94.1588 | 17.7825 | 0 | 3.7407 | 0
1995-07-31 09:00 | 32.5668 | 78.5698 | 507.563 | 60.7388 | 81.6391 | 2.7694 | 96.6059 | 17.6686 | 0 | 3.7407 | 0
1995-07-31 10:00 | 35.4702 | 77.6428 | 557.7409 | 51.9074 | 81.6391 | 2.7476 | 94.3279 | 17.6351 | 0 | 3.7407 | 0
1995-07-31 11:00 | 41.7779 | 69.9884 | 577.7782 | 63.6773 | 81.6391 | 2.9265 | 94.4833 | 17.6184 | 0 | 3.7404 | 0
1995-07-31 12:00 | 46.4764 | 66.0158 | 569.6387 | 56.21 | 81.6391 | 2.7691 | 94.2775 | 17.5663 | 0 | 3.7404 | 0
1995-07-31 13:00 | 49.0341 | 67.2559 | 532.4112 | 63.367 | 81.6391 | 2.7906 | 93.9946 | 17.5261 | 0 | 3.7404 | 0
1995-07-31 14:00 | 56.4441 | 73.9252 | 473.8318 | 62.2812 | 81.6391 | 2.7887 | 94.799 | 17.5121 | 0 | 3.7407 | 0.095641
1995-07-31 15:00 | 64.7205 | 84.8695 | 393.8229 | 60.3991 | 81.6391 | 2.7885 | 96.7036 | 17.5568 | 0 | 3.7407 | 0.6631
1995-07-31 16:00 | 72.9069 | 98.7278 | 284.9643 | 69.4118 | 81.6391 | 2.7991 | 96.6392 | 17.5862 | 0 | 3.7407 | 5.0763
1995-07-31 17:00 | 85.9228 | 114.9187 | 155.1321 | 82.43 | 81.6391 | 2.8224 | 99.2825 | 17.6647 | 0 | 3.7407 | 26.8922
1995-07-31 18:00 | 104.6086 | 130.5335 | 45.4054 | 84.5309 | 81.6391 | 2.8653 | 120.3926 | 17.6776 | 0 | 3.7407 | 45.5915
1995-07-31 19:00 | 127.1519 | 141.0291 | 0.80937 | 91.6343 | 81.6391 | 2.8033 | 117.4828 | 17.672 | 0 | 2.8407 | 60.4724
1995-07-31 20:00 | 140.538 | 149.7844 | 0 | 86.8313 | 81.6391 | 2.8028 | 115.3577 | 17.6479 | 0 | 2.8407 | 31.8492
1995-07-31 21:00 | 139.4935 | 155.7523 | 0 | 84.7387 | 81.6391 | 2.7629 | 95.0711 | 17.6441 | 0 | 2.8407 | 37.7067
1995-07-31 22:00 | 134.1168 | 148.8499 | 0 | 94.2678 | 81.6391 | 2.7844 | 94.5924 | 17.6018 | 0 | 2.8407 | 30.6959
1995-07-31 23:00 | 126.8792 | 143.151 | 0 | 77.5748 | 81.6391 | 2.7731 | 114.941 | 17.5089 | 0 | 2.8411 | 8.7389
1995-08-01 | 114.1822 | 138.0664 | 0 | 90.5323 | 81.6391 | 2.7605 | 90.3903 | 17.4329 | 0 | 2.8411 | 7.8111
1995-08-01 01:00 | 99.5349 | 133.173 | 0 | 86.8497 | 81.6391 | 2.7829 | 87.2085 | 17.4189 | 0 | 2.8411 | 2.4013
1995-08-01 02:00 | 91.7477 | 131.4476 | 0.0021184 | 84.5671 | 81.6391 | 2.7828 | 91.4436 | 17.4043 | 0 | 2.8411 | 2.1803
1995-08-01 03:00 | 84.3655 | 127.7361 | 0.057701 | 78.2454 | 81.6391 | 2.7825 | 86.8444 | 17.3749 | 0 | 2.8411 | 4.4227
1995-08-01 04:00 | 81.0909 | 122.8682 | 1.6945 | 88.9464 | 81.6391 | 2.8037 | 87.6766 | 17.3257 | 0 | 2.8411 | 4.7886
1995-08-01 05:00 | 76.4113 | 116.8041 | 29.9009 | 80.4046 | 81.6391 | 2.7729 | 83.7745 | 17.3718 | 0 | 2.8411 | 0.19573
1995-08-01 06:00 | 63.7043 | 111.6479 | 124.4838 | 62.6714 | 81.6391 | 2.7506 | 69.5651 | 17.4084 | 0 | 2.8411 | 0.0064179
1995-08-01 07:00 | 48.0758 | 110.4176 | 280.4987 | 58.5905 | 81.6391 | 2.7505 | 38.372 | 17.4135 | 0 | 2.7025 | 0
1995-08-01 08:00 | 40.6465 | 110.853 | 424.7315 | 56.6878 | 81.6391 | 2.515 | 22.8809 | 17.4139 | 0 | 0.90651 | 0
1995-08-01 09:00 | 41.1904 | 108.29 | 515.7257 | 55.5825 | 81.6391 | 2.5154 | 17.7437 | 17.4015 | 0 | 0.90651 | 0
1995-08-01 10:00 | 45.033 | 111.16 | 550.1283 | 51.8322 | 73.8028 | 2.5161 | 17.3307 | 17.3585 | 0 | 0.90651 | 0
1995-08-01 11:00 | 49.0947 | 109.0191 | 570.3234 | 56.1653 | 80.9155 | 2.5167 | 17.2293 | 17.3242 | 0 | 0.90651 | 0
1995-08-01 12:00 | 51.466 | 108.9662 | 559.4649 | 57.1148 | 81.6391 | 2.6747 | 16.8382 | 17.3126 | 0 | 0.90651 | 0
1995-08-01 13:00 | 52.6202 | 108.8159 | 539.6873 | 53.0306 | 81.6391 | 2.636 | 16.672 | 17.0755 | 0 | 0.90651 | 0
1995-08-01 14:00 | 54.5615 | 106.0645 | 497.1392 | 57.7762 | 81.6391 | 2.6274 | 19.7161 | 17.0566 | 0 | 0.90651 | 0
1995-08-01 15:00 | 61.1059 | 116.591 | 420.7132 | 58.999 | 81.6391 | 2.6065 | 22.2073 | 17.0649 | 0 | 0.90651 | 0
1995-08-01 16:00 | 68.4467 | 121.1771 | 300.9158 | 59.9903 | 81.6391 | 2.6599 | 32.3514 | 17.1061 | 0 | 1.1732 | 0.60463
1995-08-01 17:00 | 89.854 | 131.089 | 157.2208 | 61.7102 | 81.6391 | 2.9809 | 57.5897 | 17.3829 | 0 | 1.242 | 1.969
1995-08-01 18:00 | 105.5803 | 135.0023 | 43.6886 | 72.5593 | 81.6391 | 2.9809 | 74.8721 | 17.4171 | 0 | 2.842 | 36.8259
1995-08-01 19:00 | 127.0061 | 138.5175 | 0.56638 | 77.2389 | 81.6391 | 3.0353 | 79.4433 | 17.4699 | 0 | 2.842 | 31.3396
1995-08-01 20:00 | 141.632 | 142.0189 | 0.00044363 | 81.9507 | 81.6391 | 3.0321 | 79.1876 | 17.5276 | 0 | 2.842 | 32.2631
1995-08-01 21:00 | 142.4642 | 141.23 | 0 | 83.7635 | 81.6391 | 3.0538 | 79.2713 | 17.5304 | 0 | 2.842 | 24.0012
1995-08-01 22:00 | 141.2818 | 141.8756 | 0 | 65.7005 | 80.7068 | 3.054 | 81.1916 | 17.5026 | 0 | 2.842 | 26.2057
1995-08-01 23:00 | 130.0834 | 131.3081 | 0 | 66.0683 | 80.7068 | 3.0458 | 80.5515 | 17.4774 | 0 | 2.8411 | 23.0417
1995-08-02 | 116.3728 | 121.6173 | 0 | 84.8698 | 81.6391 | 3.0458 | 32.2087 | 17.4368 | 0 | 1.7411 | 24.1806
1995-08-02 01:00 | 102.2966 | 110.9132 | 0 | 85.9648 | 81.6391 | 3.0237 | 39.1024 | 17.4517 | 0 | 1.7411 | 21.7311
1995-08-02 02:00 | 91.7234 | 98.8468 | 0.0012835 | 90.6953 | 81.6391 | 3.0067 | 40.8663 | 17.4275 | 0 | 1.7411 | 23.1489
1995-08-02 03:00 | 84.5796 | 93.5556 | 0.044644 | 99.4313 | 81.6391 | 3.0064 | 40.161 | 17.4445 | 0 | 1.7411 | 28.7694
1995-08-02 04:00 | 79.9251 | 91.9378 | 1.61 | 83.6881 | 81.6391 | 3.0059 | 40.264 | 17.4855 | 0 | 1.7411 | 24.7474
1995-08-02 05:00 | 74.7614 | 93.4569 | 29.0691 | 69.0578 | 81.6391 | 3.0423 | 40.6265 | 17.5504 | 0 | 1.7411 | 20.9457
1995-08-02 06:00 | 63.335 | 94.2671 | 122.3288 | 58.8261 | 81.6391 | 3.0751 | 29.5661 | 17.6828 | 0 | 1.7411 | 6.6494
1995-08-02 07:00 | 45.6714 | 95.522 | 275.6127 | 61.8404 | 81.6391 | 3.1307 | 20.6055 | 17.8327 | 0 | 1.6025 | 0
1995-08-02 08:00 | 36.3248 | 92.7563 | 414.2596 | 58.0663 | 81.6391 | 2.7791 | 18.1285 | 17.6598 | 0 | 0.60802 | 0
1995-08-02 09:00 | 32.1144 | 93.0573 | 511.4396 | 49.8239 | 73.5171 | 2.7793 | 17.83 | 17.6048 | 0 | 0.60802 | 0
1995-08-02 10:00 | 32.7421 | 94.3848 | 564.5038 | 52.2713 | 68.1622 | 2.7611 | 18.1043 | 17.6028 | 0 | 0.60802 | 0
1995-08-02 11:00 | 36.3642 | 101.556 | 578.3262 | 57.1313 | 53.8781 | 2.7693 | 17.9327 | 17.5377 | 0 | 0.52962 | 0
1995-08-02 12:00 | 42.2557 | 108.3202 | 567.7144 | 59.8159 | 50.3555 | 2.7563 | 17.4542 | 17.5263 | 0 | 0.60802 | 0
1995-08-02 13:00 | 49.0286 | 126.8815 | 538.6314 | 51.8773 | 55.8991 | 2.7396 | 17.4845 | 17.5303 | 0 | 0.60802 | 0
1995-08-02 14:00 | 58.957 | 126.3591 | 496.5336 | 56.0666 | 52.4394 | 2.7397 | 18.3606 | 17.5274 | 0 | 0.65151 | 0.13304
1995-08-02 15:00 | 71.8357 | 150.6286 | 416.8075 | 58.9131 | 63.364 | 2.7595 | 21.2993 | 17.5469 | 0 | 0.66536 | 0.14793
1995-08-02 16:00 | 80.7661 | 163.9708 | 309.4933 | 59.7968 | 81.6391 | 2.7561 | 26.1894 | 17.5697 | 0 | 0.71498 | 0.34799
1995-08-02 17:00 | 97.9957 | 176.3149 | 159.8836 | 61.2703 | 81.6391 | 2.748 | 30.4808 | 17.8463 | 0 | 0.72222 | 1.9759
1995-08-02 18:00 | 103.3313 | 183.1772 | 42.6778 | 71.7066 | 81.6391 | 3.0554 | 39.3337 | 17.8803 | 0 | 1.742 | 19.8593
1995-08-02 19:00 | 118.1427 | 185.8949 | 0.48874 | 84.3259 | 81.6391 | 3.0728 | 41.2254 | 17.9192 | 0 | 1.742 | 25.1899
1995-08-02 20:00 | 129.7462 | 183.971 | 0 | 75.262 | 81.6391 | 3.0754 | 41.4593 | 17.9436 | 0 | 1.742 | 40.1148
1995-08-02 21:00 | 128.034 | 179.4248 | 0 | 73.9421 | 81.6391 | 3.0755 | 41.8651 | 17.933 | 0 | 1.487 | 11.5567
1995-08-02 22:00 | 111.0734 | 168.7803 | 0 | 85.4734 | 81.6391 | 3.0635 | 43.2803 | 17.879 | 0 | 1.487 | 36.9407
1995-08-02 23:00 | 105.1763 | 163.5589 | 0 | 67.8774 | 80.5411 | 3.0751 | 40.7805 | 17.7997 | 0 | 1.5004 | 20.4571
1995-08-03 | 98.9352 | 157.0858 | 0 | 88.4182 | 80.5411 | 3.0702 | 67.5879 | 17.7447 | 0 | 1.7529 | 20.2422
1995-08-03 01:00 | 93.3254 | 151.6792 | 0 | 72.4169 | 80.5411 | 3.0929 | 61.1514 | 17.6965 | 0 | 1.7451 | 34.7267
1995-08-03 02:00 | 89.7731 | 148.4918 | 0.0015809 | 65.2734 | 80.5411 | 3.0838 | 52.5796 | 17.6749 | 0 | 1.745 | 46.5467
1995-08-03 03:00 | 86.4701 | 144.6282 | 0.057096 | 73.9334 | 80.5411 | 3.0612 | 66.9427 | 17.6467 | 0 | 1.7527 | 25.4908
1995-08-03 04:00 | 85.6229 | 140.0763 | 1.6457 | 77.5575 | 80.5411 | 3.0431 | 56.4062 | 17.6258 | 0 | 1.7477 | 19.0496
1995-08-03 05:00 | 83.2714 | 136.4345 | 28.3138 | 62.2533 | 80.5411 | 3.0557 | 39.4708 | 17.6741 | 0 | 1.7468 | 19.9094
1995-08-03 06:00 | 73.02 | 133.7589 | 117.985 | 51.4077 | 80.5411 | 3.0385 | 31.947 | 17.7737 | 0 | 1.7502 | 23.6305
1995-08-03 07:00 | 55.2698 | 131.9459 | 273.8881 | 48.184 | 80.5411 | 3.0151 | 32.0614 | 17.8352 | 0 | 1.7585 | 6.8793
1995-08-03 08:00 | 47.2166 | 127.3589 | 418.3496 | 32.5847 | 80.4536 | 2.7299 | 24.4834 | 17.8552 | 0 | 1.2104 | 0
1995-08-03 09:00 | 43.2133 | 122.7368 | 519.4639 | 32.532 | 69.9724 | 2.5931 | 18.2039 | 17.8882 | 0 | 0.70631 | 0
1995-08-03 10:00 | 47.043 | 114.5596 | 571.6656 | 41.0349 | 43.5057 | 2.5935 | 18.0806 | 17.8845 | 0 | 0.7106 | 0
1995-08-03 11:00 | 53.9617 | 120.8591 | 584.6541 | 37.8031 | 54.7594 | 2.4365 | 17.9545 | 17.8586 | 0 | 0.69474 | 0
1995-08-03 12:00 | 63.6849 | 120.4816 | 580.9561 | 30.6872 | 62.0896 | 2.4369 | 17.7697 | 17.8409 | 0 | 0.70498 | 0
1995-08-03 13:00 | 73.9381 | 129.6484 | 553.8503 | 30.6972 | 64.7344 | 2.07 | 17.5856 | 17.8572 | 0 | 0.70799 | 0
1995-08-03 14:00 | 88.1293 | 140.0376 | 496.9632 | 30.4815 | 72.1467 | 2.086 | 18.9951 | 17.8439 | 0 | 0.6949 | 0
1995-08-03 15:00 | 100.6923 | 153.1531 | 416.3267 | 36.7981 | 72.7468 | 2.086 | 21.0845 | 17.835 | 0 | 0.70152 | 0
1995-08-03 16:00 | 107.8116 | 165.9556 | 300.1505 | 41.7367 | 80.5411 | 2.0858 | 23.1419 | 17.8415 | 0 | 0.70485 | 1.0224
1995-08-03 17:00 | 115.1819 | 178.7111 | 159.0857 | 47.0273 | 80.5411 | 2.5387 | 37.9685 | 17.8678 | 0 | 1.2958 | 3.3181
1995-08-03 18:00 | 121.0601 | 181.6427 | 42.3802 | 58.735 | 80.5411 | 2.5339 | 52.6063 | 17.8905 | 0 | 1.4957 | 24.0943
1995-08-03 19:00 | 133.4886 | 178.491 | 0.52698 | 68.3739 | 80.5411 | 2.523 | 45.2349 | 17.9199 | 0 | 1.5012 | 31.4533
1995-08-03 20:00 | 141.6532 | 173.2009 | 0 | 78.5417 | 80.5411 | 2.5233 | 58.6607 | 17.9215 | 0 | 1.5019 | 30.453
1995-08-03 21:00 | 138.3088 | 169.2222 | 0 | 76.7546 | 80.5411 | 2.5035 | 60.8647 | 17.9194 | 0 | 1.5025 | 45.3927
1995-08-03 22:00 | 126.4461 | 154.528 | 0 | 71.6586 | 80.5411 | 2.5037 | 56.3681 | 17.8309 | 0 | 1.4951 | 23.7788
1995-08-03 23:00 | 121.3523 | 155.0768 | 0 | 67.6073 | 80.5411 | 2.4713 | 54.9113 | 17.8051 | 0 | 1.4959 | 31.8669
1995-08-04 | 114.927 | 152.7793 | 0 | 63.6825 | 80.5411 | 2.7964 | 97.6077 | 17.6879 | 0 | 2.8492 | 34.4036
1995-08-04 01:00 | 111.1124 | 151.1211 | 0 | 58.024 | 80.5411 | 2.7963 | 106.8574 | 17.6553 | 0 | 2.8439 | 16.7266
1995-08-04 02:00 | 106.5635 | 153.8479 | 0 | 58.1721 | 80.5411 | 2.7961 | 97.2895 | 17.6188 | 0 | 2.8438 | 12.8193
1995-08-04 03:00 | 102.7586 | 151.9597 | 0.04779 | 52.4642 | 80.5411 | 2.8179 | 97.5157 | 17.6007 | 0 | 2.849 | 25.1869
1995-08-04 04:00 | 99.2959 | 144.6167 | 1.1923 | 47.9597 | 81.6337 | 2.8121 | 97.3948 | 17.6396 | 0 | 2.8456 | 21.0651
1995-08-04 05:00 | 94.8153 | 135.7034 | 29.226 | 44.7077 | 81.6337 | 2.4623 | 100.9636 | 17.691 | 0 | 2.349 | 0.49004
1995-08-04 06:00 | 84.3205 | 128.4745 | 116.3598 | 38.348 | 81.6337 | 2.317 | 53.5225 | 17.7908 | 0 | 2.1424 | 1.615
1995-08-04 07:00 | 65.2776 | 118.5014 | 267.7503 | 39.4685 | 81.6337 | 2.8055 | 27.4123 | 17.8949 | 0 | 1.6559 | 0.68263
1995-08-04 08:00 | 52.7003 | 103.4996 | 409.1545 | 33.0765 | 69.4876 | 2.5653 | 27.841 | 17.9267 | 0 | 1.1141 | 0.88617
1995-08-04 09:00 | 45.059 | 97.3569 | 490.8837 | 30.9382 | 52.4968 | 2.5655 | 28.0022 | 17.9629 | 0 | 0.66022 | 0
1995-08-04 10:00 | 43.7977 | 82.3995 | 529.4641 | 29.1828 | 40.7794 | 2.425 | 27.9016 | 17.9186 | 0 | 0.85916 | 0
1995-08-04 11:00 | 48.0334 | 84.192 | 545.3144 | 36.8562 | 33.3217 | 1.9079 | 27.7484 | 17.9016 | 0 | 0.39829 | 0
1995-08-04 12:00 | 54.2131 | 86.8653 | 547.8243 | 30.5134 | 36.563 | 1.9083 | 27.3742 | 17.8939 | 0 | 0.40531 | 0
1995-08-04 13:00 | 64.181 | 81.5227 | 532.811 | 45.1137 | 31.0417 | 1.9084 | 27.4815 | 17.9063 | 0 | 0.40737 | 0
1995-08-04 14:00 | 70.9091 | 93.4806 | 473.149 | 31.458 | 44.4898 | 1.892 | 27.9046 | 17.8726 | 0 | 0.3984 | 0
1995-08-04 15:00 | 82.1151 | 97.2267 | 391.5869 | 34.9402 | 50.5901 | 1.9166 | 29.373 | 17.8918 | 0 | 0.54245 | 0
1995-08-04 16:00 | 91.8293 | 96.5083 | 279.6897 | 35.7899 | 77.3751 | 1.9295 | 65.9889 | 17.8267 | 0 | 0.54473 | 0
1995-08-04 17:00 | 98.6979 | 102.7955 | 150.4436 | 40.2074 | 80.6964 | 2.1732 | 81.5137 | 17.8387 | 0 | 0.82536 | 4.0591
1995-08-04 18:00 | 102.6724 | 104.647 | 41.3065 | 54.282 | 82.7317 | 2.172 | 96.9978 | 17.8767 | 0 | 2.1429 | 47.4635
1995-08-04 19:00 | 110.7928 | 102.4848 | 0.65829 | 57.9921 | 82.7317 | 2.4345 | 94.3267 | 17.9753 | 0 | 2.1467 | 65.6524
1995-08-04 20:00 | 118.1284 | 97.9379 | 0 | 51.0179 | 82.7317 | 2.5608 | 115.0366 | 17.996 | 0 | 2.5972 | 36.6812
1995-08-04 21:00 | 116.5981 | 91.9326 | 0 | 72.5952 | 82.7317 | 2.5817 | 94.6559 | 17.9828 | 0 | 2.3566 | 55.4143
1995-08-04 22:00 | 113.2146 | 83.2259 | 0 | 52.2311 | 82.7317 | 2.2815 | 110.7541 | 17.8971 | 0 | 2.1425 | 30.7744
1995-08-04 23:00 | 105.5776 | 80.8535 | 0 | 59.8248 | 82.7317 | 2.2454 | 96.1832 | 17.8539 | 0 | 2.137 | 37.409
1995-08-05 | 97.9061 | 77.978 | 0 | 88.1446 | 79.8933 | 2.2681 | 69.9085 | 17.7568 | 0 | 1.037 | 23.9253
1995-08-05 01:00 | 93.1151 | 74.6601 | 0 | 63.5325 | 79.5043 | 2.268 | 71.1099 | 17.7199 | 0 | 1.037 | 23.2145
1995-08-05 02:00 | 86.3525 | 70.6141 | 0.00095062 | 77.9309 | 79.9536 | 2.2301 | 65.0538 | 17.6964 | 0 | 1.037 | 37.04
1995-08-05 03:00 | 78.0123 | 65.4073 | 0.034208 | 64.5988 | 81.9765 | 2.2297 | 58.1841 | 17.6843 | 0 | 1.037 | 28.2322
1995-08-05 04:00 | 69.7929 | 61.1194 | 1.0172 | 63.0936 | 82.7317 | 2.2513 | 63.3477 | 17.6814 | 0 | 1.037 | 10.3464
1995-08-05 05:00 | 60.242 | 57.329 | 28.243 | 66.9839 | 82.7317 | 2.272 | 54.418 | 17.7051 | 0 | 1.037 | 11.0054
1995-08-05 06:00 | 50.4936 | 54.0211 | 120.8336 | 44.5724 | 82.7317 | 2.2849 | 44.0855 | 17.8257 | 0 | 0.99493 | 2.3889
1995-08-05 07:00 | 40.5767 | 51.0244 | 272.7419 | 35.5274 | 82.7317 | 2.3042 | 35.6155 | 17.9216 | 0 | 0.89751 | 2.4393
1995-08-05 08:00 | 37.5613 | 48.1937 | 412.0773 | 33.2742 | 82.7317 | 2.3195 | 27.0803 | 17.9594 | 0 | 0.13482 | 1.6504
1995-08-05 09:00 | 34.1259 | 42.524 | 512.2178 | 26.8475 | 70.6198 | 1.9572 | 27.2053 | 17.984 | 0 | 0.13482 | 0.67605
1995-08-05 10:00 | 30.2417 | 43.7003 | 561.3247 | 29.5716 | 63.5424 | 1.9576 | 27.0094 | 17.957 | 0 | 0.13482 | 0.84446
1995-08-05 11:00 | 33.2188 | 40.9893 | 580.0568 | 32.1451 | 51.1138 | 1.9749 | 26.6196 | 17.9369 | 0 | 0.13482 | 0.24221
1995-08-05 12:00 | 37.5254 | 43.4874 | 574.5983 | 32.7023 | 51.2261 | 1.9549 | 26.9075 | 17.9219 | 0 | 0.13482 | 0
1995-08-05 13:00 | 41.9371 | 50.7932 | 540.6007 | 38.4538 | 39.0369 | 1.968 | 26.9686 | 17.9162 | 0 | 0.13482 | 0
1995-08-05 14:00 | 46.5571 | 50.3003 | 488.0519 | 30.6275 | 73.2809 | 1.9398 | 27.9085 | 17.9232 | 0 | 0.20151 | 0
1995-08-05 15:00 | 52.693 | 54.2713 | 399.8508 | 30.2453 | 82.7317 | 1.9398 | 41.2465 | 17.9187 | 0 | 0.49493 | 0
1995-08-05 16:00 | 57.018 | 56.6317 | 280.8767 | 39.9441 | 82.7317 | 2.2486 | 52.1298 | 17.9206 | 0 | 0.53702 | 0.53873
1995-08-05 17:00 | 70.0835 | 56.8467 | 143.7744 | 51.197 | 82.7317 | 2.2487 | 59.3048 | 17.9549 | 0 | 0.53702 | 10.2169
1995-08-05 18:00 | 79.8261 | 55.2998 | 39.142 | 65.6666 | 82.7317 | 2.1867 | 69.5431 | 17.9734 | 0 | 1.037 | 25.5966
1995-08-05 19:00 | 93.6647 | 52.7098 | 0.61903 | 70.0421 | 82.7317 | 2.17 | 68.0767 | 17.9952 | 0 | 1.037 | 24.5627
1995-08-05 20:00 | 105.5112 | 52.917 | 0 | 62.4137 | 82.7317 | 2.148 | 74.3618 | 17.9947 | 0 | 1.037 | 18.1454
1995-08-05 21:00 | 105.4324 | 56.2878 | 0 | 84.1288 | 81.7133 | 2.1493 | 74.8798 | 17.9929 | 0 | 1.037 | 26.4503
1995-08-05 22:00 | 99.2089 | 57.4252 | 0 | 91.7918 | 79.4021 | 2.1155 | 75.9422 | 17.9148 | 0 | 1.037 | 7.997
1995-08-05 23:00 | 97.431 | 51.5868 | 0 | 58.2539 | 78.3731 | 2.1359 | 74.2744 | 17.8398 | 0 | 1.0361 | 9.6297
1995-08-06 | 95.3916 | 47.5864 | 0 | 86.3309 | 78.2345 | 1.8092 | 31.2859 | 17.7243 | 0 | 0.27131 | 54.5873
1995-08-06 01:00 | 91.2324 | 44.7894 | 0 | 78.9939 | 78.07 | 1.8097 | 30.1459 | 17.6718 | 0 | 0.27131 | 44.9982
1995-08-06 02:00 | 86.5098 | 47.6566 | 0.00060144 | 93.5323 | 78.5883 | 1.8473 | 29.8486 | 17.6289 | 0 | 0.27131 | 37.7408
1995-08-06 03:00 | 82.7359 | 56.2504 | 0.039211 | 86.9807 | 79.0461 | 1.8471 | 29.6993 | 17.5955 | 0 | 0.27131 | 13.6007
1995-08-06 04:00 | 77.191 | 62.1421 | 0.94818 | 89.7222 | 82.3418 | 1.8457 | 30.0642 | 17.5745 | 0 | 0.27131 | 25.8886
1995-08-06 05:00 | 68.4794 | 65.3944 | 27.6251 | 78.5742 | 81.9699 | 1.8617 | 29.221 | 17.6253 | 0 | 0.27131 | 15.3337
1995-08-06 06:00 | 56.9817 | 68.5842 | 119.5315 | 59.3569 | 82.7317 | 1.8748 | 29.2683 | 17.755 | 0 | 0.20151 | 18.73
1995-08-06 07:00 | 46.0585 | 70.7942 | 262.0288 | 42.8273 | 82.7317 | 1.8651 | 21.5742 | 17.8732 | 0 | 0.20151 | 0
1995-08-06 08:00 | 41.714 | 72.2534 | 395.9804 | 41.6915 | 79.1647 | 1.8738 | 19.0559 | 17.953 | 0 | 0.20151 | 0
1995-08-06 09:00 | 41.9918 | 78.2537 | 492.3156 | 26.4229 | 82.7317 | 1.8749 | 19.0826 | 17.9387 | 0 | 0.20151 | 0
1995-08-06 10:00 | 44.8608 | 73.5341 | 543.6714 | 32.2219 | 82.7317 | 1.8751 | 18.9798 | 17.93 | 0 | 0.20151 | 0
1995-08-06 11:00 | 47.8618 | 77.3808 | 561.87 | 30.9873 | 82.7317 | 1.8588 | 18.8451 | 17.9061 | 0 | 0.20151 | 0
1995-08-06 12:00 | 51.3837 | 82.6529 | 552.8955 | 29.9488 | 82.1735 | 1.8593 | 18.651 | 17.902 | 0 | 0.20151 | 0
1995-08-06 13:00 | 55.9625 | 87.9409 | 517.2148 | 39.0379 | 81.1043 | 1.7137 | 18.4485 | 17.9177 | 0 | 0.20151 | 0
1995-08-06 14:00 | 61.9012 | 94.0051 | 456.3961 | 37.0554 | 81.3199 | 1.7588 | 18.423 | 17.9268 | 0 | 0.20151 | 0
1995-08-06 15:00 | 68.4919 | 103.811 | 373.3801 | 40.6603 | 82.7317 | 1.7586 | 18.3068 | 17.9657 | 0 | 0.20151 | 0.22095
1995-08-06 16:00 | 75.4444 | 118.2354 | 259.7401 | 44.0684 | 82.7317 | 1.7234 | 18.8382 | 17.9535 | 0 | 0.24361 | 0.88941
1995-08-06 17:00 | 82.7979 | 132.1437 | 135.4513 | 69.5845 | 82.7317 | 1.6921 | 24.9961 | 17.946 | 0 | 0.27222 | 15.2056
1995-08-06 18:00 | 91.2142 | 143.4689 | 37.7417 | 80.4969 | 82.7317 | 1.7086 | 26.0825 | 17.9586 | 0 | 0.27222 | 31.1419
1995-08-06 19:00 | 101.4782 | 153.6072 | 0.43538 | 75.237 | 82.7317 | 1.7085 | 25.8284 | 17.9793 | 0 | 0.27222 | 36.9073
1995-08-06 20:00 | 113.9802 | 163.0742 | 0 | 80.711 | 82.7317 | 1.6986 | 25.0937 | 17.9828 | 0 | 0.27222 | 39.9288
1995-08-06 21:00 | 119.4246 | 168.0464 | 0 | 73.549 | 81.9127 | 1.6922 | 24.3889 | 17.9361 | 0 | 0.27222 | 19.8134
1995-08-06 22:00 | 115.9687 | 161.122 | 0 | 84.1452 | 82.7317 | 1.7136 | 23.9544 | 17.8966 | 0 | 0.27222 | 23.61
1995-08-06 23:00 | 111.1585 | 169.3852 | 0 | 67.2941 | 82.7317 | 1.7039 | 23.6277 | 17.8245 | 0 | 0.27481 | 3.145
1995-08-07 | 109.2288 | 170.4414 | 0 | 79.6724 | 82.7317 | 2.0309 | 46.7094 | 17.7129 | 0 | 1.039 | 7.2132
1995-08-07 01:00 | 106.5417 | 170.4207 | 0 | 74.7807 | 82.7317 | 2.01 | 40.5675 | 17.67 | 0 | 1.0371 | 5.3675
1995-08-07 02:00 | 107.0734 | 176.1095 | 0.00061733 | 71.5506 | 82.7317 | 2.0096 | 39.8948 | 17.6937 | 0 | 1.0371 | 4.8337
1995-08-07 03:00 | 104.5182 | 183.7159 | 0.040097 | 75.6467 | 81.5517 | 2.0058 | 39.5611 | 17.6677 | 0 | 1.0389 | 9.3871
1995-08-07 04:00 | 105.2069 | 190.831 | 0.89561 | 77.5064 | 81.5517 | 2.0306 | 40.0475 | 17.6704 | 0 | 1.0377 | 0.004475
1995-08-07 05:00 | 101.2344 | 196.0711 | 27.4113 | 70.6559 | 81.5517 | 2.0402 | 37.9561 | 17.7083 | 0 | 1.0375 | 0.22754
1995-08-07 06:00 | 95.0934 | 198.9052 | 104.5317 | 55.0684 | 81.5517 | 2.0612 | 32.4443 | 17.7395 | 0 | 1.0383 | 0.35248
1995-08-07 07:00 | 87.0921 | 194.4142 | 221.6672 | 44.2431 | 81.5517 | 2.0624 | 32.5059 | 17.8394 | 0 | 1.0411 | 0.14793
1995-08-07 08:00 | 79.6385 | 189.3222 | 341.7155 | 39.656 | 81.5517 | 2.0836 | 31.641 | 17.7854 | 0 | 1.0411 | 0.10718
1995-08-07 09:00 | 75.1346 | 182.3316 | 431.1367 | 41.3566 | 81.5517 | 2.0838 | 32.6605 | 17.7542 | 0 | 1.0401 | 0
1995-08-07 10:00 | 65.193 | 154.7856 | 485.8238 | 42.5415 | 81.5517 | 2.0842 | 33.2379 | 17.7167 | 0 | 1.0412 | 0
1995-08-07 11:00 | 68.0366 | 153.8814 | 509.2023 | 54.3404 | 81.5517 | 2.2188 | 32.9674 | 17.7048 | 0 | 1.0373 | 0.30014
1995-08-07 12:00 | 71.3805 | 155.9941 | 504.2851 | 43.2823 | 81.5517 | 2.219 | 32.8961 | 17.7321 | 0 | 1.0398 | 0.23729
1995-08-07 13:00 | 77.0308 | 162.9611 | 474.2065 | 50.1247 | 81.5517 | 2.2305 | 33.2261 | 17.7079 | 0 | 1.0405 | 1.3619
1995-08-07 14:00 | 88.6031 | 174.3145 | 420.6405 | 54.821 | 81.5517 | 2.2306 | 33.396 | 17.7062 | 0 | 1.0373 | 1.8949
1995-08-07 15:00 | 98.6496 | 183.8157 | 347.5665 | 47.1936 | 81.5517 | 2.2563 | 34.8541 | 17.7294 | 0 | 1.039 | 2.7901
1995-08-07 16:00 | 112.722 | 192.4198 | 241.3496 | 60.2001 | 81.5517 | 2.2616 | 39.4675 | 17.7273 | 0 | 1.0398 | 4.3884
1995-08-07 17:00 | 125.7132 | 197.589 | 128.4822 | 72.2309 | 81.5517 | 2.3266 | 42.6708 | 17.7918 | 0 | 1.0382 | 11.19
1995-08-07 18:00 | 137.8685 | 198.465 | 37.1218 | 80.1715 | 80.4537 | 2.2184 | 43.9129 | 17.7549 | 0 | 1.0391 | 16.9441
1995-08-07 19:00 | 153.117 | 198.473 | 0.42534 | 77.4047 | 80.4537 | 2.2183 | 48.51 | 17.7733 | 0 | 1.0405 | 17.5968
1995-08-07 20:00 | 166.9875 | 197.5866 | 0 | 75.8962 | 80.4537 | 2.2084 | 45.7277 | 17.7718 | 0 | 1.0407 | 13.6921
1995-08-07 21:00 | 168.5537 | 194.3357 | 0 | 76.6822 | 80.4537 | 2.2094 | 42.6159 | 17.7533 | 0 | 1.0408 | 5.919
1995-08-07 22:00 | 146.0442 | 167.0223 | 0 | 81.6822 | 80.4537 | 2.2308 | 43.7759 | 17.7393 | 0 | 1.039 | 4.6602
1995-08-07 23:00 | 144.3249 | 164.5044 | 0 | 71.023 | 80.4537 | 2.3486 | 41.2696 | 17.6689 | 0 | 1.0361 | 3.955
1995-08-08 | 144.6108 | 161.594 | 0 | 71.2406 | 80.4537 | 2.3485 | 73.1072 | 17.6137 | 0 | 1.0361 | 1.2989
1995-08-08 01:00 | 141.4688 | 163.97 | 0 | 65.4215 | 80.4537 | 2.3472 | 68.5199 | 17.5631 | 0 | 1.0361 | 6.9616
1995-08-08 02:00 | 138.9701 | 164.8949 | 0 | 61.6128 | 80.4537 | 2.3349 | 65.7056 | 17.582 | 0 | 1.0361 | 1.9305
1995-08-08 03:00 | 137.9402 | 161.0952 | 0.034916 | 63.0045 | 80.4537 | 2.3514 | 65.4488 | 17.5625 | 0 | 1.0361 | 3.6296
1995-08-08 04:00 | 135.3156 | 156.0476 | 0.87465 | 52.9913 | 80.4537 | 2.3501 | 64.747 | 17.5266 | 0 | 1.0361 | 1.8174
1995-08-08 05:00 | 129.2286 | 151.6345 | 24.7397 | 53.4305 | 80.4537 | 2.3599 | 56.7905 | 17.5379 | 0 | 1.0361 | 2.2622
1995-08-08 06:00 | 119.2898 | 146.467 | 98.2354 | 41.2619 | 80.4537 | 2.3388 | 46.1562 | 17.5708 | 0 | 0.99493 | 0
1995-08-08 07:00 | 114.0514 | 141.4147 | 216.3568 | 38.5758 | 80.4537 | 2.3387 | 33.9226 | 17.5965 | 0 | 0.89751 | 0
1995-08-08 08:00 | 112.9098 | 134.7638 | 332.9848 | 39.9919 | 63.364 | 2.0118 | 18.2548 | 17.5725 | 0 | 0.20151 | 0
1995-08-08 09:00 | 103.352 | 124.0017 | 408.5045 | 35.4248 | 59.426 | 2.0119 | 20.4034 | 17.5377 | 0 | 0.20151 | 0
1995-08-08 10:00 | 87.3937 | 107.1895 | 457.7092 | 48.5526 | 43.5866 | 2.0307 | 27.4305 | 17.5285 | 0 | 0.20151 | 0
1995-08-08 11:00 | 94.7999 | 101.1622 | 473.6297 | 35.0204 | 64.5862 | 2.0049 | 26.5077 | 17.5038 | 0 | 0.20151 | 0
1995-08-08 12:00 | 97.4509 | 95.647 | 472.0459 | 38.057 | 62.0051 | 2.0051 | 26.4683 | 17.4885 | 0 | 0.20151 | 0
1995-08-08 13:00 | 90.1872 | 91.933 | 460.9025 | 38.7997 | 59.467 | 2.0019 | 25.5675 | 17.4569 | 0 | 0.20151 | 0.30119
1995-08-08 14:00 | 99.4911 | 88.9084 | 409.9294 | 39.3431 | 74.7313 | 1.9764 | 28.1845 | 17.4221 | 0 | 0.20151 | 0.18995
1995-08-08 15:00 | 108.4472 | 86.6178 | 337.8825 | 47.2869 | 66.343 | 1.9763 | 47.5342 | 17.5204 | 0 | 0.49493 | 0.085248
1995-08-08 16:00 | 117.8121 | 88.2451 | 238.8319 | 50.5745 | 80.4537 | 1.9931 | 70.9509 | 17.5998 | 0 | 0.53702 | 0.76363
1995-08-08 17:00 | 128.9108 | 94.3784 | 126.0324 | 57.3164 | 80.4537 | 2.3032 | 73.4241 | 17.6091 | 0 | 0.53702 | 7.9432
1995-08-08 18:00 | 137.7817 | 101.7023 | 33.9585 | 66.2664 | 80.4537 | 2.2863 | 75.3009 | 17.6532 | 0 | 1.037 | 26.9338
1995-08-08 19:00 | 147.6508 | 106.1878 | 0.45795 | 75.0752 | 80.4537 | 2.7584 | 75.4862 | 17.67 | 0 | 1.037 | 29.871
1995-08-08 20:00 | 157.8401 | 109.2717 | 0 | 67.3777 | 80.4537 | 2.7585 | 74.5813 | 17.6621 | 0 | 1.037 | 32.9048
1995-08-08 21:00 | 158.0844 | 105.8548 | 0 | 67.3255 | 80.4537 | 2.7093 | 74.1317 | 17.6397 | 0 | 1.037 | 15.5398
1995-08-08 22:00 | 148.1597 | 95.9262 | 0 | 82.9682 | 81.386 | 2.6499 | 75.0064 | 17.6531 | 0 | 1.037 | 29.8718
1995-08-08 23:00 | 145.2546 | 90.2785 | 0 | 69.6967 | 81.386 | 2.5698 | 75.1443 | 17.5934 | 0 | 1.0361 | 18.1566
1995-08-09 | 141.5627 | 86.4804 | 0 | 73.5816 | 81.386 | 2.2167 | 69.9357 | 17.4926 | 0 | 1.0361 | 24.2383
1995-08-09 01:00 | 138.0959 | 85.4379 | 0 | 68.9281 | 81.386 | 2.2387 | 69.8873 | 17.4428 | 0 | 1.0361 | 3.2167
1995-08-09 02:00 | 134.3952 | 88.8885 | 0.00023375 | 63.7043 | 81.386 | 2.2303 | 64.9361 | 17.4643 | 0 | 1.0361 | 31.0202
1995-08-09 03:00 | 126.8824 | 92.5046 | 0.031093 | 70.9671 | 81.386 | 2.23 | 60.7536 | 17.4766 | 0 | 1.0361 | 22.1532
1995-08-09 04:00 | 119.1773 | 95.0159 | 0.80844 | 60.409 | 81.386 | 2.1968 | 55.2269 | 17.5031 | 0 | 1.0361 | 3.8359
1995-08-09 05:00 | 107.902 | 96.7486 | 22.005 | 61.7629 | 81.386 | 2.1745 | 51.016 | 17.6029 | 0 | 1.0361 | 7.7143
1995-08-09 06:00 | 97.9421 | 97.4987 | 98.1077 | 51.3539 | 81.386 | 2.1953 | 46.3933 | 17.6358 | 0 | 1.0361 | 4.6343
1995-08-09 07:00 | 82.6547 | 97.2173 | 226.767 | 50.2329 | 81.386 | 2.1952 | 45.9616 | 17.7021 | 0 | 0.93961 | 3.9154
1995-08-09 08:00 | 76.6928 | 95.5769 | 351.5129 | 43.7678 | 81.1539 | 2.212 | 29.0095 | 17.7345 | 0 | 0.43961 | 0.16702
1995-08-09 09:00 | 73.9096 | 92.1101 | 445.6244 | 33.8795 | 73.5192 | 1.8409 | 28.4494 | 17.7705 | 0 | 0.24361 | 0
1995-08-09 10:00 | 71.3298 | 79.8779 | 505.8575 | 47.9423 | 46.7825 | 1.8299 | 28.5049 | 17.7833 | 0 | 0.24361 | 0
1995-08-09 11:00 | 73.9818 | 82.2101 | 528.3461 | 38.0404 | 44.316 | 1.8469 | 28.354 | 17.7552 | 0 | 0.24361 | 0
1995-08-09 12:00 | 74.6201 | 86.3819 | 522.3047 | 34.9717 | 49.884 | 1.8471 | 28.1241 | 17.7539 | 0 | 0.24361 | 0
1995-08-09 13:00 | 72.9587 | 91.4509 | 495.7789 | 38.621 | 58.6644 | 1.8471 | 27.9644 | 17.7156 | 0 | 0.24361 | 0.044641
1995-08-09 14:00 | 84.2506 | 97.1115 | 437.8019 | 48.1633 | 50.2304 | 1.8473 | 27.9291 | 17.7483 | 0 | 0.24361 | 0
1995-08-09 15:00 | 86.5113 | 106.1991 | 358.3742 | 36.9893 | 71.7976 | 1.8862 | 46.5507 | 17.7378 | 0 | 0.43961 | 0
1995-08-09 16:00 | 89.8434 | 112.2106 | 252.8086 | 61.2769 | 72.9652 | 2.2184 | 55.2311 | 17.7664 | 0 | 0.53702 | 0.3962
1995-08-09 17:00 | 88.6209 | 119.0884 | 125.9844 | 66.4901 | 81.386 | 2.1915 | 63.2957 | 17.799 | 0 | 1.037 | 10.8887
1995-08-09 18:00 | 93.2721 | 123.5392 | 31.7037 | 72.7542 | 81.386 | 2.2082 | 63.4087 | 17.8167 | 0 | 1.037 | 31.0586
1995-08-09 19:00 | 103.8317 | 128.4501 | 0.18999 | 75.7246 | 81.386 | 2.2083 | 68.147 | 17.7609 | 0 | 1.037 | 23.5458
1995-08-09 20:00 | 114.7465 | 132.894 | 0 | 78.2287 | 79.4723 | 2.2016 | 69.1077 | 17.7755 | 0 | 1.037 | 25.7288
1995-08-09 21:00 | 118.2405 | 135.8688 | 0 | 76.9743 | 78.2855 | 2.2226 | 64.4589 | 17.7416 | 0 | 1.037 | 39.3125
1995-08-09 22:00 | 120.4376 | 138.9591 | 0 | 72.6952 | 76.778 | 2.0672 | 72.4286 | 17.7151 | 0 | 1.037 | 6.3928
1995-08-09 23:00 | 116.1651 | 137.0938 | 0 | 65.4727 | 76.89 | 2.0915 | 64.5399 | 17.7216 | 0 | 1.0361 | 8.7187
1995-08-10 | 110.7524 | 132.0593 | 0 | 77.1862 | 76.89 | 2.2261 | 76.6225 | 17.6585 | 0 | 1.0361 | 11.4733
1995-08-10 01:00 | 109.7513 | 126.6662 | 0 | 60.9284 | 76.89 | 2.2039 | 76.7079 | 17.6198 | 0 | 1.0361 | 20.2398
1995-08-10 02:00 | 111.6163 | 123.7516 | 0.00015739 | 65.8371 | 76.89 | 2.2337 | 76.1336 | 17.5917 | 0 | 1.0361 | 4.2158
1995-08-10 03:00 | 110.9133 | 121.8292 | 0.024941 | 55.5781 | 76.89 | 2.2335 | 75.7865 | 17.6068 | 0 | 1.0361 | 5.7564
1995-08-10 04:00 | 110.032 | 120.5574 | 0.76366 | 51.7911 | 76.89 | 2.271 | 70.4104 | 17.6324 | 0 | 1.0361 | 11.5668
1995-08-10 05:00 | 105.0055 | 120.9892 | 22.9555 | 47.2846 | 78.2545 | 2.2925 | 66.8826 | 17.7297 | 0 | 1.0361 | 1.3799
1995-08-10 06:00 | 94.7037 | 120.085 | 109.3162 | 28.7915 | 79.2178 | 2.27 | 50.9771 | 17.8142 | 0 | 1.0361 | 8.0631
1995-08-10 07:00 | 78.7279 | 116.5011 | 257.3723 | 27.1638 | 82.484 | 2.2648 | 49.9875 | 17.8987 | 0 | 0.93961 | 0
1995-08-10 08:00 | 69.6786 | 112.0497 | 398.9371 | 23.1644 | 63.9774 | 2.2258 | 29.0553 | 17.9276 | 0 | 0.74361 | 0
1995-08-10 09:00 | 65.3154 | 102.3301 | 501.809 | 20.9826 | 50.2845 | 1.9601 | 26.0827 | 17.8617 | 0 | 0.74361 | 0.019887
1995-08-10 10:00 | 69.739 | 97.1696 | 549.4717 | 32.7269 | 29.2131 | 1.9717 | 27.8605 | 17.8244 | 0 | 0.24361 | 0
1995-08-10 11:00 | 76.5274 | 96.767 | 569.0539 | 23.3575 | 43.2869 | 1.9719 | 23.7335 | 17.6823 | 0 | 0.24361 | 0
1995-08-10 12:00 | 77.3568 | 93.7945 | 571.5555 | 21.917 | 34.9281 | 1.9722 | 20.965 | 17.7115 | 0 | 0.24361 | 0
1995-08-10 13:00 | 79.9126 | 106.4777 | 538.7516 | 24.2359 | 41.5301 | 1.9722 | 25.502 | 17.6934 | 0 | 0.24361 | 0
1995-08-10 14:00 | 95.953 | 105.8114 | 481.9301 | 27.5923 | 33.847 | 1.9723 | 18.8457 | 17.6792 | 0 | 0.24361 | 0
1995-08-10 15:00 | 96.5302 | 117.864 | 399.3134 | 24.8228 | 48.7802 | 1.9723 | 21.4305 | 17.8123 | 0 | 0.74361 | 0.075795
1995-08-10 16:00 | 105.8868 | 125.9745 | 276.798 | 31.0047 | 65.8684 | 1.9833 | 47.0881 | 17.8677 | 0 | 1.0518 | 0.28182
1995-08-10 17:00 | 105.5667 | 132.3836 | 133.4789 | 34.1713 | 77.988 | 1.9437 | 66.8561 | 17.7782 | 0 | 1.0413 | 10.1588
1995-08-10 18:00 | 107.1546 | 135.6062 | 32.4473 | 59.5832 | 77.988 | 2.186 | 72.663 | 17.9008 | 0 | 2.137 | 35.6657
1995-08-10 19:00 | 117.3815 | 135.0248 | 0.19917 | 58.5843 | 77.988 | 2.186 | 83.955 | 16.9287 | 0 | 2.137 | 35.2215
1995-08-10 20:00 | 126.0043 | 133.4643 | 0 | 64.6503 | 77.988 | 2.1653 | 66.2711 | 17.9469 | 0 | 2.137 | 39.8958
1995-08-10 21:00 | 128.0103 | 129.2938 | 0 | 60.0653 | 76.89 | 2.1441 | 66.2843 | 17.9001 | 0 | 2.137 | 40.581
1995-08-10 22:00 | 124.7227 | 129.3383 | 0 | 67.3666 | 76.89 | 1.9005 | 68.9278 | 17.7966 | 0 | 2.137 | 36.6619
1995-08-10 23:00 | 123.9941 | 124.0247 | 0 | 54.1268 | 76.89 | 1.9215 | 63.9547 | 17.7256 | 0 | 2.1361 | 23.4712
1995-08-11 | 117.6542 | 118.9357 | 0 | 52.1238 | 79.4458 | 2.164 | 76.0235 | 17.6417 | 0 | 2.1361 | 32.6704
1995-08-11 01:00 | 112.0436 | 114.4563 | 0 | 70.8164 | 80.5165 | 2.1472 | 82.6351 | 17.6388 | 0 | 2.1361 | 16.1884
1995-08-11 02:00 | 108.1741 | 108.852 | 6.7795e-05 | 54.3811 | 80.8578 | 2.1471 | 74.352 | 17.6039 | 0 | 2.1361 | 28.6226
1995-08-11 03:00 | 103.8258 | 104.2161 | 0.013412 | 52.8632 | 82.1193 | 2.13 | 84.9244 | 17.6306 | 0 | 2.1361 | 22.8566
1995-08-11 04:00 | 98.8737 | 98.0434 | 0.72021 | 59.3626 | 82.484 | 2.1298 | 78.0482 | 17.6155 | 0 | 2.1361 | 9.9718
1995-08-11 05:00 | 92.3872 | 91.8424 | 22.6758 | 55.3457 | 82.484 | 2.3396 | 71.9193 | 17.6821 | 0 | 2.1361 | 8.1459
1995-08-11 06:00 | 84.719 | 84.8043 | 110.5312 | 33.0971 | 82.484 | 2.1469 | 50.2937 | 17.7641 | 0 | 2.076 | 6.9805
1995-08-11 07:00 | 70.3992 | 79.6688 | 261.2885 | 27.5673 | 82.484 | 1.9225 | 30.6303 | 17.8549 | 0 | 2.0081 | 0
1995-08-11 08:00 | 63.3719 | 76.4558 | 406.0509 | 26.6887 | 82.484 | 1.9225 | 17.8597 | 17.8836 | 0 | 0.67002 | 0
1995-08-11 09:00 | 62.9495 | 70.8798 | 508.7862 | 26.6887 | 82.484 | 1.9228 | 17.5011 | 17.8719 | 0 | 0.67002 | 0
1995-08-11 10:00 | 56.7051 | 60.6879 | 565.6715 | 25.2772 | 76.6987 | 1.9232 | 17.164 | 17.8391 | 0 | 0.67002 | 0
1995-08-11 11:00 | 59.973 | 59.1233 | 592.3844 | 20.7071 | 77.9416 | 1.9235 | 17.1677 | 17.8317 | 0 | 0.17002 | 0
1995-08-11 12:00 | 61.366 | 59.6098 | 591.0776 | 19.3844 | 77.0479 | 1.9238 | 17.0123 | 17.8383 | 0 | 0.67002 | 0
1995-08-11 13:00 | 63.6261 | 60.1145 | 564.0897 | 23.2311 | 79.565 | 1.9239 | 17.5509 | 17.824 | 0 | 0.67002 | 0.16569
1995-08-11 14:00 | 67.4805 | 64.0183 | 505.2661 | 25.6432 | 82.484 | 1.924 | 17.175 | 17.857 | 0 | 0.67002 | 0
1995-08-11 15:00 | 72.5628 | 68.4844 | 408.0708 | 26.4594 | 82.484 | 1.925 | 17.1236 | 17.8681 | 0 | 0.67002 | 0
1995-08-11 16:00 | 73.5441 | 71.4956 | 278.7418 | 27.6582 | 82.484 | 2.5674 | 37.679 | 17.888 | 0 | 1.0367 | 1.9485
1995-08-11 17:00 | 82.7951 | 72.8572 | 137.4596 | 32.92 | 82.484 | 2.2071 | 73.8807 | 17.9033 | 0 | 1.0367 | 7.351
1995-08-11 18:00 | 96.5121 | 72.8945 | 32.2738 | 57.3732 | 82.484 | 2.2521 | 75.4228 | 17.9053 | 0 | 2.137 | 51.8711
1995-08-11 19:00 | 118.9228 | 77.3269 | 0.16825 | 55.8769 | 82.484 | 2.2521 | 75.5892 | 17.9438 | 0 | 2.137 | 44.5873
1995-08-11 20:00 | 135.8704 | 80.1637 | 0 | 66.4022 | 82.484 | 2.2412 | 76.6197 | 17.9454 | 0 | 2.137 | 44.9092
1995-08-11 21:00 | 138.9737 | 79.2717 | 0 | 37.8867 | 82.484 | 2.2413 | 77.7704 | 17.9111 | 0 | 2.137 | 35.2251
1995-08-11 22:00 | 134.7127 | 85.0095 | 0 | 42.8991 | 82.484 | 2.2305 | 75.6125 | 17.7951 | 0 | 2.137 | 29.4803
1995-08-11 23:00 | 129.3121 | 84.6001 | 0 | 55.2109 | 82.484 | 2.7025 | 74.633 | 17.7618 | 0 | 2.5728 | 34.0816
1995-08-12 | 123.9301 | 82.4832 | 0 | 63.9458 | 81.386 | 3.0142 | 26.8728 | 17.689 | 0 | 1.742 | 43.3595
1995-08-12 01:00 | 116.1765 | 78.5272 | 0 | 55.1292 | 81.386 | 3.0531 | 26.649 | 17.6204 | 0 | 1.742 | 14.1149
1995-08-12 02:00 | 110.3604 | 75.0463 | 0 | 75.9493 | 81.386 | 3.012 | 26.7724 | 17.5929 | 0 | 1.742 | 26.6481
1995-08-12 03:00 | 104.6587 | 71.3856 | 0.013418 | 60.6068 | 81.386 | 3.0064 | 26.9196 | 17.6249 | 0 | 1.742 | 44.9601
1995-08-12 04:00 | 98.2431 | 70.0904 | 0.59292 | 53.9512 | 81.386 | 3.0227 | 25.8134 | 17.6414 | 0 | 1.742 | 14.8663
1995-08-12 05:00 | 88.7367 | 66.0976 | 22.8142 | 55.7345 | 81.386 | 2.9825 | 26.5203 | 17.73 | 0 | 1.742 | 6.5059
1995-08-12 06:00 | 73.5146 | 60.1858 | 110.4824 | 41.9773 | 81.386 | 2.9422 | 26.0821 | 17.8462 | 0 | 1.6819 | 5.4886
1995-08-12 07:00 | 52.0157 | 57.2344 | 256.5487 | 38.2369 | 81.386 | 2.981 | 25.531 | 17.9512 | 0 | 1.5314 | 0.3163
1995-08-12 08:00 | 44.717 | 58.0201 | 401.1597 | 25.9952 | 81.386 | 2.9421 | 25.3049 | 17.9922 | 0 | 0.54521 | 0.033819
1995-08-12 09:00 | 42.8221 | 62.8698 | 503.9455 | 24.6017 | 58.3018 | 2.6316 | 24.0004 | 17.9816 | 0 | 0.54521 | 0
1995-08-12 10:00 | 41.258 | 65.1057 | 554.0433 | 17.9205 | 59.9021 | 2.5953 | 21.7375 | 17.9304 | 0 | 0.54521 | 0
1995-08-12 11:00 | 46.3655 | 71.3119 | 574.2917 | 21.8935 | 60.0569 | 2.5958 | 15.5447 | 17.8527 | 0 | 0.54521 | 0
1995-08-12 12:00 | 45.7027 | 77.7842 | 571.7103 | 21.979 | 56.257 | 2.5964 | 21.252 | 17.9313 | 0 | 0.54521 | 0
1995-08-12 13:00 | 47.1218 | 92.7792 | 547.4056 | 29.6355 | 43.2813 | 2.5966 | 22.8334 | 17.9062 | 0 | 0.54521 | 0.20455
1995-08-12 14:00 | 51.2114 | 104.8339 | 496.8428 | 21.9212 | 53.0049 | 2.5591 | 15.2614 | 17.8226 | 0 | 0.58482 | 0
1995-08-12 15:00 | 65.7558 | 122.4207 | 399.7008 | 30.2804 | 51.4934 | 2.5591 | 25.659 | 17.8262 | 0 | 0.65151 | 0
1995-08-12 16:00 | 72.2679 | 132.6159 | 274.7974 | 23.0264 | 72.1539 | 2.5601 | 25.4471 | 17.8291 | 0 | 0.65151 | 0.17602
1995-08-12 17:00 | 82.1435 | 141.8522 | 137.3929 | 32.6864 | 81.386 | 2.5712 | 27.0829 | 17.945 | 0 | 1.2417 | 0.90714
1995-08-12 18:00 | 92.6558 | 147.4367 | 31.2775 | 47.748 | 81.386 | 2.4761 | 29.6641 | 17.9932 | 0 | 1.7417 | 14.9318
1995-08-12 19:00 | 105.3408 | 150.3532 | 0.15351 | 56.5296 | 81.386 | 2.4762 | 29.2808 | 17.9964 | 0 | 1.7417 | 20.0276
1995-08-12 20:00 | 115.4334 | 151.2219 | 0 | 53.4842 | 81.386 | 2.4863 | 31.7805 | 18.0315 | 0 | 1.7417 | 16.8478
1995-08-12 21:00 | 118.6526 | 151.8395 | 0 | 51.8519 | 81.386 | 2.7509 | 32.5987 | 18.0266 | 0 | 1.7417 | 14.9709
1995-08-12 22:00 | 122.2421 | 150.905 | 0 | 56.1032 | 81.386 | 2.7511 | 30.134 | 17.9898 | 0 | 1.7417 | 13.314
1995-08-12 23:00 | 122.5783 | 148.8797 | 0 | 44.6773 | 81.386 | 2.7511 | 32.2864 | 17.9374 | 0 | 1.7408 | 9.9129
1995-08-13 | 121.8489 | 136.274 | 0 | 70.0129 | 81.386 | 2.3485 | 16.8477 | 17.8496 | 0 | 0.69269 | 20.6495
1995-08-13 01:00 | 116.4352 | 123.5074 | 0 | 69.7239 | 81.386 | 2.2539 | 27.0308 | 17.8061 | 0 | 0.69269 | 32.1575
1995-08-13 02:00 | 110.6428 | 123.3632 | 0 | 79.6881 | 81.386 | 2.2835 | 26.9426 | 17.7598 | 0 | 0.69269 | 26.6547
1995-08-13 03:00 | 106.3244 | 123.7786 | 0.0058385 | 79.1833 | 81.386 | 2.2834 | 24.2709 | 17.7312 | 0 | 0.69269 | 6.625
1995-08-13 04:00 | 103.9963 | 117.8843 | 0.58411 | 67.5526 | 81.386 | 2.2843 | 27.7459 | 17.7622 | 0 | 0.69269 | 29.4044
1995-08-13 05:00 | 99.176 | 107.918 | 22.5602 | 74.9342 | 81.386 | 2.2992 | 28.559 | 17.7891 | 0 | 0.69269 | 29.9737
1995-08-13 06:00 | 92.0398 | 100.5445 | 104.2536 | 67.6883 | 81.386 | 2.3101 | 28.4596 | 17.8647 | 0 | 0.65151 | 18.7476
1995-08-13 07:00 | 78.5648 | 91.3953 | 234.4409 | 43.0334 | 81.386 | 2.2784 | 28.3679 | 17.9572 | 0 | 0.60802 | 0.061843
1995-08-13 08:00 | 71.4595 | 82.9244 | 353.5908 | 36.2124 | 81.386 | 2.2783 | 28.4664 | 18.0349 | 0 | 0.60802 | 0.33704
1995-08-13 09:00 | 59.9148 | 73.2915 | 448.979 | 28.3164 | 81.386 | 2.3236 | 28.4737 | 18.0303 | 0 | 0.60802 | 0
1995-08-13 10:00 | 56.0254 | 56.3759 | 497.0624 | 34.514 | 81.386 | 2.3615 | 28.2764 | 17.9108 | 0 | 0.60802 | 0.061843
1995-08-13 11:00 | 60.3568 | 60.531 | 516.8602 | 33.1219 | 81.386 | 2.362 | 28.0781 | 17.9192 | 0 | 0.60802 | 0
1995-08-13 12:00 | 66.8848 | 73.4302 | 512.9142 | 40.1213 | 81.386 | 2.3675 | 27.4474 | 17.9068 | 0 | 0.60802 | 0
1995-08-13 13:00 | 76.206 | 91.2723 | 487.2049 | 36.4134 | 81.386 | 2.3737 | 28.4572 | 17.8656 | 0 | 0.60802 | 0.098668
1995-08-13 14:00 | 88.7725 | 114.2176 | 427.593 | 41.9053 | 81.386 | 2.4226 | 28.3781 | 17.9649 | 0 | 0.60802 | 0
1995-08-13 15:00 | 99.5732 | 124.1601 | 349.5609 | 46.0291 | 81.386 | 2.4228 | 28.414 | 17.9584 | 0 | 0.60802 | 0.18743
1995-08-13 16:00 | 106.0972 | 128.4238 | 241.8485 | 40.9342 | 81.386 | 2.4259 | 29.3526 | 17.9964 | 0 | 0.60802 | 2.5297
1995-08-13 17:00 | 118.6123 | 134.9168 | 120.5513 | 56.2651 | 81.386 | 2.4259 | 33.2052 | 17.992 | 0 | 0.72222 | 30.8
1995-08-13 18:00 | 127.6885 | 140.3443 | 28.8174 | 69.5164 | 81.386 | 2.4257 | 34.4168 | 18.0056 | 0 | 0.72222 | 64.0399
1995-08-13 19:00 | 137.1375 | 139.9045 | 0.14893 | 69.9933 | 81.386 | 2.4195 | 32.1668 | 18.0145 | 0 | 0.72222 | 69.8551
1995-08-13 20:00 | 143.8509 | 135.7088 | 0 | 72.8196 | 81.386 | 2.4193 | 33.3484 | 18.0257 | 0 | 0.72222 | 54.304
1995-08-13 21:00 | 142.7993 | 132.1238 | 0 | 86.7249 | 81.386 | 2.4045 | 31.5713 | 18.0063 | 0 | 0.72222 | 39.7175
1995-08-13 22:00 | 140.941 | 136.2365 | 0 | 81.8795 | 81.386 | 2.3884 | 31.4229 | 17.9389 | 0 | 0.72222 | 27.2089
1995-08-13 23:00 | 133.5897 | 130.4018 | 0 | 72.0318 | 81.386 | 2.3426 | 30.8888 | 17.8902 | 0 | 0.72131 | 18.7876
1995-08-14 | 127.9276 | 127.5251 | 0 | 72.7239 | 81.386 | 2.6917 | 57.7301 | 17.75 | 0 | 1.7411 | 4.843
1995-08-14 01:00 | 123.5208 | 125.0889 | 0 | 72.5066 | 81.386 | 2.749 | 57.7666 | 17.6803 | 0 | 1.7411 | 6.354
1995-08-14 02:00 | 120.4231 | 128.4713 | 0 | 63.2517 | 81.386 | 2.7597 | 55.0711 | 17.6947 | 0 | 1.6999 | 7.8996
1995-08-14 03:00 | 118.1461 | 133.486 | 0.010448 | 65.3968 | 82.566 | 2.5796 | 51.6734 | 17.6909 | 0 | 1.6999 | 2.672
1995-08-14 04:00 | 115.2158 | 139.1802 | 0.4687 | 63.7972 | 82.566 | 2.5805 | 52.3248 | 17.6763 | 0 | 1.7411 | 2.234
1995-08-14 05:00 | 112.1205 | 135.4393 | 18.3383 | 67.2206 | 82.566 | 2.5787 | 50.1276 | 17.7073 | 0 | 1.7411 | 0.16694
1995-08-14 06:00 | 107.1542 | 129.1438 | 90.3271 | 58.9735 | 82.566 | 2.5788 | 42.7612 | 17.7994 | 0 | 1.6999 | 0
1995-08-14 07:00 | 100.8692 | 121.2206 | 212.9212 | 47.5775 | 82.566 | 2.6035 | 41.8528 | 17.8095 | 0 | 1.6239 | 0
1995-08-14 08:00 | 84.9957 | 112.3974 | 334.7341 | 46.3831 | 82.566 | 2.6038 | 41.7725 | 17.7814 | 0 | 1.6239 | 0
1995-08-14 09:00 | 80.7718 | 102.7587 | 426.9124 | 48.5495 | 82.566 | 2.5678 | 41.7816 | 17.7532 | 0 | 1.6236 | 0
1995-08-14 10:00 | 68.8822 | 94.3292 | 482.4526 | 43.8635 | 82.566 | 2.7055 | 40.9103 | 17.7076 | 0 | 1.6236 | 0
1995-08-14 11:00 | 71.7817 | 98.4959 | 509.5033 | 51.1577 | 82.566 | 2.7276 | 41.0577 | 17.6719 | 0 | 1.6236 | 0
1995-08-14 12:00 | 76.3381 | 105.1253 | 511.0959 | 51.0858 | 82.566 | 2.7258 | 40.3557 | 17.7228 | 0 | 1.6236 | 0
1995-08-14 13:00 | 84.5294 | 109.9637 | 480.3028 | 51.3463 | 82.566 | 2.7263 | 40.8384 | 17.6803 | 0 | 1.6236 | 0
1995-08-14 14:00 | 92.6447 | 112.1744 | 428.8067 | 54.91 | 82.566 | 2.7094 | 40.2771 | 17.697 | 0 | 1.6236 | 0
1995-08-14 15:00 | 110.9946 | 110.3494 | 349.0009 | 64.365 | 82.566 | 2.7146 | 41.1355 | 17.7179 | 0 | 1.6236 | 0.092141
1995-08-14 16:00 | 119.0871 | 113.497 | 244.6467 | 67.6718 | 82.566 | 2.7146 | 46.1658 | 17.7254 | 0 | 1.6236 | 0
1995-08-14 17:00 | 136.919 | 116.8426 | 118.491 | 72.4314 | 82.566 | 2.7145 | 50.6406 | 17.7726 | 0 | 1.6999 | 10.5032
1995-08-14 18:00 | 139.8769 | 119.7886 | 26.976 | 81.8448 | 83.664 | 2.7927 | 56.1857 | 17.8451 | 0 | 1.742 | 40.8208
1995-08-14 19:00 | 145.2269 | 116.2613 | 0.11046 | 85.2905 | 83.664 | 2.7706 | 65.9798 | 17.8516 | 0 | 1.742 | 41.8517
1995-08-14 20:00 | 147.3757 | 110.285 | 0 | 89.4113 | 83.664 | 2.7538 | 63.4575 | 17.8174 | 0 | 1.742 | 40.2887
1995-08-14 21:00 | 145.607 | 106.6916 | 0 | 96.7279 | 83.664 | 2.7439 | 58.256 | 17.8254 | 0 | 1.742 | 34.598
1995-08-14 22:00 | 143.1069 | 106.2684 | 0 | 90.9125 | 83.664 | 2.7613 | 62.0528 | 17.7534 | 0 | 1.742 | 25.9337
1995-08-14 23:00 | 135.1685 | 101.4541 | 0 | 83.178 | 83.664 | 2.8064 | 64.4443 | 17.7254 | 0 | 1.742 | 19.0519
1995-08-15 | 130.3663 | 99.0356 | 0 | 61.4386 | 82.564 | 2.805 | 82.35 | 17.5997 | 0 | 2.842 | 2.0022
1995-08-15 01:00 | 126.7338 | 98.5888 | 0 | 69.1768 | 82.564 | 2.8428 | 82.9992 | 17.5935 | 0 | 2.842 | 4.6829
1995-08-15 02:00 | 126.0496 | 95.8862 | 0 | 68.1241 | 82.564 | 2.8427 | 79.2223 | 17.5723 | 0 | 2.842 | 4.1266
1995-08-15 03:00 | 124.2993 | 91.9692 | 0.010243 | 63.9052 | 82.564 | 3.0232 | 77.5595 | 17.6096 | 0 | 2.842 | 7.0266
1995-08-15 04:00 | 122.646 | 90.7919 | 0.40365 | 60.409 | 82.564 | 3.0007 | 72.4935 | 17.5371 | 0 | 2.842 | 3.0241
1995-08-15 05:00 | 118.8114 | 90.6544 | 19.4496 | 52.0308 | 82.564 | 3.0095 | 70.6882 | 17.5853 | 0 | 2.842 | 0.1471
1995-08-15 06:00 | 111.4644 | 91.2004 | 88.847 | 51.3394 | 82.564 | 2.9781 | 47.2074 | 17.6181 | 0 | 1.1025 | 0.014421
1995-08-15 07:00 | 99.6316 | 87.2963 | 219.0252 | 51.9678 | 82.564 | 2.9715 | 49.5512 | 17.6286 | 0 | 0.91781 | 0
1995-08-15 08:00 | 86.3663 | 77.9906 | 346.3348 | 46.424 | 56.5803 | 2.9534 | 46.2105 | 17.6321 | 0 | 0.91781 | 0
1995-08-15 09:00 | 72.9778 | 67.1948 | 428.9183 | 51.561 | 33.154 | 2.9899 | 44.9483 | 17.6172 | 0 | 0.91781 | 0
1995-08-15 10:00 | 74.0835 | 71.2252 | 463.0622 | 47.2147 | 38.6858 | 3.0133 | 42.4363 | 17.6219 | 0 | 0.91781 | 0
1995-08-15 11:00 | 73.7467 | 73.7927 | 477.1061 | 43.4506 | 43.6964 | 3.0137 | 43.181 | 17.2252 | 0 | 0.91781 | 0
1995-08-15 12:00 | 74.4793 | 76.0909 | 466.3719 | 41.5123 | 37.0328 | 2.704 | 43.0002 | 16.8796 | 0 | 0.91781 | 0
1995-08-15 13:00 | 79.8819 | 79.1844 | 456.8647 | 47.3795 | 38.9598 | 3.0115 | 39.0323 | 17.4886 | 0 | 0.91781 | 0
1995-08-15 14:00 | 84.8422 | 76.7141 | 417.4949 | 42.9636 | 48.4372 | 3.0365 | 47.3859 | 17.4637 | 0 | 0.93059 | 0
1995-08-15 15:00 | 97.1238 | 74.9216 | 340.2149 | 55.5128 | 45.1973 | 2.9948 | 52.5799 | 17.5702 | 0 | 0.99447 | 0
1995-08-15 16:00 | 98.6946 | 74.436 | 248.8514 | 47.8237 | 76.5216 | 2.9619 | 60.9405 | 17.6629 | 0 | 1.1309 | 0.57879
1995-08-15 17:00 | 104.1579 | 76.2239 | 125.0601 | 52.3034 | 82.564 | 2.9619 | 68.4425 | 17.6588 | 0 | 1.242 | 6.8349
1995-08-15 18:00 | 104.1991 | 76.5493 | 26.1468 | 64.809 | 82.564 | 2.9814 | 79.4879 | 17.6789 | 0 | 2.842 | 16.0311
1995-08-15 19:00 | 109.869 | 73.6636 | 0.081541 | 68.8644 | 82.564 | 2.99 | 84.1179 | 17.6878 | 0 | 2.842 | 25.2944
1995-08-15 20:00 | 115.3462 | 69.6738 | 0 | 78.5798 | 82.564 | 3.014 | 85.7446 | 17.6916 | 0 | 2.842 | 21.4559
1995-08-15 21:00 | 113.4864 | 67.5361 | 0 | 68.4482 | 82.564 | 3.014 | 86.2362 | 17.732 | 0 | 2.842 | 12.1771
1995-08-15 22:00 | 106.8366 | 71.9959 | 0 | 71.0133 | 82.564 | 3.0128 | 85.4331 | 17.7126 | 0 | 2.842 | 13.9437
1995-08-15 23:00 | 105.1528 | 72.4707 | 0 | 81.4323 | 82.564 | 3.0129 | 82.8782 | 17.6735 | 0 | 2.8411 | 17.8292
1995-08-16 | 105.1353 | 73.5208 | 0 | 72.0523 | 82.564 | 3.0128 | 97.1853 | 17.6232 | 0 | 2.8411 | 38.9531
1995-08-16 01:00 | 102.6252 | 77.6224 | 0 | 63.5749 | 82.564 | 2.9959 | 97.495 | 17.6038 | 0 | 2.8411 | 43.0403
1995-08-16 02:00 | 101.4202 | 78.6985 | 0 | 66.668 | 82.564 | 2.9972 | 118.833 | 17.5967 | 0 | 2.8411 | 14.4842
1995-08-16 03:00 | 99.8683 | 74.887 | 0.0072523 | 66.5644 | 82.564 | 2.9968 | 100.7263 | 17.5678 | 0 | 2.8411 | 28.3133
1995-08-16 04:00 | 97.0719 | 78.0971 | 0.46901 | 56.709 | 82.564 | 3.0186 | 95.7724 | 17.5652 | 0 | 2.8411 | 5.9909
1995-08-16 05:00 | 91.7276 | 79.9155 | 18.1346 | 58.0809 | 82.564 | 3.0261 | 116.6821 | 17.6313 | 0 | 2.8411 | 4.0105
1995-08-16 06:00 | 83.2831 | 83.248 | 81.5724 | 48.1047 | 82.564 | 2.984 | 99.1092 | 17.6864 | 0 | 2.7999 | 2.95
1995-08-16 07:00 | 71.4473 | 86.7397 | 202.5377 | 50.5552 | 82.564 | 3.0034 | 72.5517 | 17.7345 | 0 | 2.7987 | 10.6078
1995-08-16 08:00 | 63.3774 | 82.9928 | 334.4793 | 38.0171 | 82.564 | 3.0202 | 66.8248 | 17.7647 | 0 | 1.1025 | 0
1995-08-16 09:00 | 58.8276 | 80.3645 | 427.3558 | 39.7586 | 62.2967 | 3.0204 | 58.2374 | 17.7608 | 0 | 1.0631 | 0
1995-08-16 10:00 | 62.3258 | 77.7757 | 476.2458 | 31.9085 | 64.6921 | 2.6937 | 56.2264 | 17.7163 | 0 | 0.39751 | 0
1995-08-16 11:00 | 60.4929 | 75.2087 | 501.4174 | 31.6011 | 69.5748 | 2.694 | 47.2996 | 17.7047 | 0 | 0.39751 | 0
1995-08-16 12:00 | 64.9342 | 73.6765 | 500.259 | 31.1572 | 69.0069 | 2.714 | 48.3893 | 17.7254 | 0 | 0.39751 | 0
1995-08-16 13:00 | 67.52 | 75.7833 | 486.9258 | 41.5453 | 49.4019 | 2.714 | 50.2426 | 17.7254 | 0 | 0.39751 | 0.055405
1995-08-16 14:00 | 70.1051 | 77.9729 | 443.9707 | 32.7261 | 60.8974 | 2.7142 | 57.7295 | 17.7591 | 0 | 0.49466 | 0
1995-08-16 15:00 | 74.7443 | 82.0837 | 370.8591 | 44.7937 | 79.4295 | 2.7553 | 71.043 | 17.7725 | 0 | 0.49466 | 0
1995-08-16 16:00 | 89.8937 | 86.5279 | 258.9352 | 51.0742 | 82.564 | 2.7651 | 77.4006 | 17.8148 | 0 | 0.51398 | 2.9606
1995-08-16 17:00 | 94.0515 | 88.385 | 126.0894 | 51.3041 | 82.564 | 2.7632 | 95.7832 | 17.8168 | 0 | 2.137 | 14.8338
1995-08-16 18:00 | 97.2764 | 87.489 | 24.1694 | 81.6377 | 81.466 | 2.7546 | 117.7677 | 17.8453 | 0 | 2.137 | 24.0988
1995-08-16 19:00 | 109.291 | 87.2982 | 0.032022 | 64.595 | 81.466 | 2.7209 | 115.5721 | 17.7905 | 0 | 2.137 | 21.0832
1995-08-16 20:00 | 117.0176 | 86.9582 | 0 | 64.3355 | 81.466 | 2.6318 | 119.668 | 17.8066 | 0 | 2.137 | 37.1628
1995-08-16 21:00 | 116.1177 | 87.6997 | 0 | 72.8104 | 81.466 | 2.2159 | 117.1214 | 17.8352 | 0 | 2.137 | 14.2623
1995-08-16 22:00 | 109.5359 | 99.6826 | 0 | 71.7921 | 81.466 | 2.6251 | 118.8281 | 17.7843 | 0 | 2.137 | 18.4504
1995-08-16 23:00 | 104.664 | 100.6337 | 0 | 55.2432 | 81.466 | 2.5162 | 120.4299 | 17.786 | 0 | 2.1361 | 20.6438
1995-08-17 | 99.0224 | 99.652 | 0 | 77.526 | 81.466 | 2.1584 | 92.6454 | 17.7094 | 0 | 2.1361 | 19.2761
1995-08-17 01:00 | 92.3409 | 96.8342 | 0 | 74.519 | 81.466 | 2.1764 | 92.1371 | 17.6473 | 0 | 2.1361 | 18.5508
1995-08-17 02:00 | 88.3607 | 93.9916 | 0 | 64.6635 | 81.466 | 2.1763 | 91.1652 | 17.6226 | 0 | 2.1361 | 24.7934
1995-08-17 03:00 | 86.2445 | 93.7165 | 0.0040426 | 75.0087 | 81.466 | 2.1538 | 90.7747 | 17.609 | 0 | 2.1361 | 11.9529
1995-08-17 04:00 | 84.8636 | 91.5988 | 0.39544 | 66.1918 | 81.466 | 2.1572 | 86.9182 | 17.6284 | 0 | 2.1361 | 10.9788
1995-08-17 05:00 | 81.1969 | 90.1625 | 18.9431 | 62.007 | 81.466 | 2.1596 | 89.0071 | 17.6633 | 0 | 2.1361 | 6.3725
1995-08-17 06:00 | 72.5219 | 88.472 | 88.3912 | 59.0347 | 81.466 | 2.2024 | 83.8038 | 17.7759 | 0 | 2.1361 | 4.7084
1995-08-17 07:00 | 63.9707 | 86.7674 | 225.133 | 46.581 | 81.466 | 2.1582 | 65.9523 | 17.843 | 0 | 2.0949 | 0.8566
1995-08-17 08:00 | 58.6523 | 81.8505 | 368.6547 | 38.39 | 64.4313 | 2.1459 | 63.0016 | 17.856 | 0 | 1.8789 | 0.052724
1995-08-17 09:00 | 57.2538 | 73.5277 | 466.2465 | 34.0408 | 45.0917 | 2.1461 | 38.5806 | 17.7692 | 0 | 0.39751 | 0
1995-08-17 10:00 | 61.9866 | 58.849 | 516.5659 | 44.2314 | 33.154 | 2.1465 | 42.6368 | 17.7459 | 0 | 0.39751 | 0
1995-08-17 11:00 | 66.1133 | 64.9308 | 532.2392 | 26.5503 | 46.5887 | 2.1469 | 41.4578 | 17.7325 | 0 | 0.39751 | 0
1995-08-17 12:00 | 74.5242 | 65.8089 | 526.9267 | 37.9686 | 33.154 | 2.1251 | 37.3941 | 17.7076 | 0 | 0.39751 | 0
1995-08-17 13:00 | 79.9049 | 72.4804 | 498.7874 | 32.0573 | 33.154 | 2.1297 | 43.4195 | 17.6925 | 0 | 0.49493 | 0
1995-08-17 14:00 | 85.8114 | 83.5649 | 444.9883 | 36.0007 | 45.7096 | 2.0988 | 58.5549 | 17.7113 | 0 | 0.49493 | 0
1995-08-17 15:00 | 95.1115 | 94.3862 | 364.3423 | 35.1487 | 56.3429 | 2.1017 | 74.2063 | 17.7324 | 0 | 0.49493 | 0
1995-08-17 16:00 | 109.1999 | 107.722 | 254.2462 | 39.981 | 68.4481 | 2.0627 | 83.3393 | 17.7544 | 0 | 0.53702 | 4.382
1995-08-17 17:00 | 126.553 | 112.6777 | 129.0835 | 52.5839 | 72.1842 | 2.0628 | 89.1715 | 17.7915 | 0 | 0.53702 | 11.3748
1995-08-17 18:00 | 134.7697 | 115.4924 | 24.7457 | 70.8582 | 74.774 | 2.0626 | 90.1452 | 17.8124 | 0 | 2.137 | 42.3601
1995-08-17 19:00 | 147.7949 | 116.4816 | 0.10778 | 75.9025 | 74.774 | 2.0837 | 93.1369 | 17.8136 | 0 | 2.137 | 20.2303
1995-08-17 20:00 | 160.6706 | 117.1057 | 0 | 60.2494 | 74.774 | 2.0657 | 92.5397 | 17.8345 | 0 | 2.137 | 16.2913
1995-08-17 21:00 | 161.4309 | 112.6013 | 0 | 68.861 | 75.872 | 2.0577 | 92.5148 | 17.7704 | 0 | 2.137 | 12.1966
1995-08-17 22:00 | 156.4993 | 122.1909 | 0 | 54.4114 | 74.772 | 2.0357 | 91.3836 | 17.7522 | 0 | 2.137 | 14.4904
1995-08-17 23:00 | 147.8211 | 115.4772 | 0 | 52.623 | 74.772 | 2.0344 | 91.2022 | 17.7312 | 0 | 2.1439 | 26.6193
1995-08-18 | 136.9875 | 105.3932 | 0 | 57.5335 | 74.772 | 2.0564 | 92.5903 | 17.6258 | 0 | 2.1426 | 18.7644
1995-08-18 01:00 | 129.064 | 94.3157 | 0 | 50.248 | 74.772 | 2.0564 | 94.9113 | 17.5736 | 0 | 2.1383 | 14.9982
1995-08-18 02:00 | 121.9933 | 84.1372 | 0 | 55.148 | 75.3441 | 2.0562 | 93.5205 | 17.5759 | 0 | 2.1382 | 7.5653
1995-08-18 03:00 | 117.2082 | 75.4841 | 0.0029227 | 53.9857 | 75.9561 | 2.0659 | 93.5701 | 17.5964 | 0 | 2.1424 | 12.2239
1995-08-18 04:00 | 114.428 | 71.1863 | 0.35163 | 38.7552 | 76.6286 | 2.0654 | 94.0415 | 17.6016 | 0 | 2.1397 | 16.8609
1995-08-18 05:00 | 110.6722 | 70.3294 | 18.9823 | 41.5839 | 77.3501 | 2.0649 | 91.4813 | 17.6245 | 0 | 2.1392 | 5.0687
1995-08-18 06:00 | 98.5501 | 69.7871 | 94.5284 | 34.2248 | 78.8584 | 2.0646 | 88.1151 | 17.7001 | 0 | 2.1411 | 5.1073
1995-08-18 07:00 | 80.7891 | 67.6754 | 236.2358 | 34.557 | 78.9946 | 2.1054 | 76.3817 | 17.7735 | 0 | 2.1039 | 2.3388
1995-08-18 08:00 | 70.5464 | 65.8747 | 386.7081 | 28.9963 | 75.8605 | 2.0833 | 25.5543 | 17.7864 | 0 | 0.2107 | 0
1995-08-18 09:00 | 63.9598 | 64.4996 | 496.8681 | 24.397 | 66.1106 | 2.0667 | 25.5954 | 17.7672 | 0 | 0.20844 | 0
1995-08-18 10:00 | 64.1327 | 57.6514 | 552.9401 | 23.1946 | 54.0464 | 2.0671 | 26.0247 | 17.7261 | 0 | 0.21078 | 0
1995-08-18 11:00 | 72.4175 | 62.3751 | 567.9762 | 17.5352 | 46.2332 | 1.8017 | 26.0128 | 17.7393 | 0 | 0.20213 | 0
1995-08-18 12:00 | 74.1606 | 65.198 | 560.1486 | 21.4134 | 43.5995 | 1.8008 | 25.9279 | 17.5963 | 0 | 0.20772 | 0
1995-08-18 13:00 | 78.2112 | 76.7666 | 516.9941 | 32.8057 | 37.5001 | 2.0888 | 25.6423 | 17.7515 | 0 | 0.20936 | 0
1995-08-18 14:00 | 80.3404 | 84.9015 | 454.0136 | 21.9181 | 57.8275 | 2.1609 | 26.4002 | 17.7168 | 0 | 0.20222 | 0
1995-08-18 15:00 | 90.6998 | 95.0247 | 359.1933 | 23.7112 | 72.9147 | 2.1388 | 39.1571 | 17.7354 | 0 | 0.49925 | 0
1995-08-18 16:00 | 92.0642 | 104.3128 | 241.5566 | 32.0319 | 73.674 | 2.181 | 83.64 | 17.7739 | 0 | 0.54316 | 0.068392
1995-08-18 17:00 | 106.5101 | 113.0725 | 114.9314 | 42.0891 | 73.674 | 2.2039 | 85.0882 | 17.7757 | 0 | 2.1396 | 13.3905
1995-08-18 18:00 | 120.7402 | 118.9475 | 23.4221 | 46.4943 | 73.674 | 2.1699 | 93.1951 | 16.8005 | 0 | 2.1417 | 29.621
1995-08-18 19:00 | 139.039 | 123.1302 | 0.12421 | 43.9116 | 73.674 | 2.135 | 96.6989 | 17.8707 | 0 | 2.1448 | 20.8194
1995-08-18 20:00 | 150.0427 | 127.3991 | 0 | 38.8464 | 73.674 | 2.1456 | 92.8145 | 17.9043 | 0 | 2.1451 | 13.6739
1995-08-18 21:00 | 146.4828 | 128.5778 | 0 | 42.7375 | 73.674 | 2.1457 | 94.0551 | 17.8744 | 0 | 2.1454 | 14.0704
1995-08-18 22:00 | 129.8299 | 121.4675 | 0 | 47.6937 | 73.674 | 2.168 | 97.8144 | 17.8557 | 0 | 2.1414 | 14.9632
1995-08-18 23:00 | 122.8827 | 112.8487 | 0 | 40.5895 | 73.674 | 2.1659 | 96.3861 | 17.8079 | 0 | 2.1492 | 17.609
1995-08-19 | 108.5124 | 104.1817 | 0 | 51.7609 | 74.772 | 2.1867 | 82.7348 | 17.7351 | 0 | 2.105 | 45.2283
1995-08-19 01:00 | 96.7443 | 96.722 | 0 | 48.7671 | 74.772 | 2.1965 | 83.0718 | 17.7255 | 0 | 2.0984 | 43.923
1995-08-19 02:00 | 88.659 | 89.3346 | 0 | 32.9652 | 74.772 | 2.1861 | 80.594 | 17.6637 | 0 | 2.0982 | 28.4425
1995-08-19 03:00 | 83.9863 | 86.0931 | 0.0029427 | 45.7306 | 75.8371 | 2.1857 | 85.1034 | 17.5774 | 0 | 2.1048 | 47.2068
1995-08-19 04:00 | 78.2063 | 84.9733 | 0.30163 | 37.396 | 78.079 | 2.1443 | 79.9915 | 17.5624 | 0 | 2.1006 | 20.6366
1995-08-19 05:00 | 73.9472 | 82.869 | 18.0093 | 45.3997 | 74.772 | 2.1438 | 77.6766 | 17.6099 | 0 | 2.0998 | 30.2962
1995-08-19 06:00 | 67.6739 | 82.4835 | 91.7938 | 35.3966 | 76.3495 | 2.1435 | 70.7331 | 17.6907 | 0 | 2.1027 | 4.9914
1995-08-19 07:00 | 54.5457 | 80.3832 | 229.1393 | 32.518 | 78.8395 | 2.1433 | 63.2811 | 17.8308 | 0 | 2.109 | 0
1995-08-19 08:00 | 48.1053 | 76.8396 | 375.6032 | 30.8763 | 74.772 | 1.8776 | 17.4201 | 17.8763 | 0 | 0.21588 | 0.37767
1995-08-19 09:00 | 46.0507 | 74.9022 | 478.6635 | 30.4853 | 76.7303 | 1.8946 | 17.4211 | 17.8518 | 0 | 0.21235 | 0
1995-08-19 10:00 | 45.2059 | 66.1648 | 533.1514 | 28.5882 | 68.4643 | 1.87 | 16.6324 | 17.8065 | 0 | 0.21601 | 0.37645
1995-08-19 11:00 | 49.8485 | 64.1237 | 558.8268 | 24.7561 | 66.67 | 1.8704 | 16.671 | 17.7904 | 0 | 0.20248 | 0
1995-08-19 12:00 | 55.0946 | 65.1388 | 539.11 | 27.7022 | 71.3061 | 1.854 | 16.6343 | 17.8017 | 0 | 0.21121 | 0.07
1995-08-19 13:00 | 57.5243 | 66.364 | 498.8926 | 33.6962 | 74.772 | 1.854 | 16.5385 | 17.7502 | 0 | 0.21378 | 0
1995-08-19 14:00 | 60.3273 | 70.9996 | 439.7711 | 33.0799 | 74.772 | 1.8656 | 18.7476 | 17.8234 | 0 | 0.20261 | 0
1995-08-19 15:00 | 63.6806 | 76.0318 | 348.6778 | 34.9997 | 74.772 | 2.1792 | 50.7498 | 17.8421 | 0 | 0.50141 | 0.62741
1995-08-19 16:00 | 65.4014 | 81.3826 | 236.6753 | 39.0065 | 74.772 | 2.1835 | 74.5644 | 17.8607 | 0 | 2.1042 | 0.12336
1995-08-19 17:00 | 75.6632 | 88.6159 | 113.6159 | 46.036 | 76.1056 | 2.1554 | 78.9925 | 17.9017 | 0 | 2.1411 | 11.5134
1995-08-19 18:00 | 91.447 | 98.4679 | 21.8856 | 61.913 | 75.6247 | 2.1775 | 79.5998 | 17.9295 | 0 | 2.1444 | 18.8118
1995-08-19 19:00 | 106.7051 | 110.0385 | 0.14834 | 43.1917 | 74.772 | 2.197 | 79.6136 | 17.9322 | 0 | 2.1491 | 14.9084
1995-08-19 20:00 | 115.4569 | 120.3279 | 0 | 48.7787 | 74.772 | 2.1858 | 79.3296 | 17.9608 | 0 | 2.1497 | 9.7123
1995-08-19 21:00 | 113.5211 | 122.8616 | 0 | 48.2844 | 74.772 | 2.1815 | 78.6366 | 17.9641 | 0 | 2.1502 | 8.3333
1995-08-19 22:00 | 109.186 | 115.8592 | 0 | 64.266 | 74.772 | 2.1781 | 83.1188 | 17.9135 | 0 | 2.1439 | 12.9257
1995-08-19 23:00 | 98.9812 | 112.1108 | 0 | 49.3711 | 74.772 | 2.1493 | 78.9582 | 17.8185 | 0 | 2.1468 | 2.8401
1995-08-20 | 87.7393 | 105.4286 | 0 | 54.8517 | 79.4337 | 3.2436 | 126.1686 | 17.7324 | 0 | 10.4823 | 20.6952
1995-08-20 01:00 | 79.1283 | 99.9448 | 0 | 65.852 | 79.4337 | 3.2625 | 127.5654 | 17.6789 | 0 | 11.4147 | 16.4499
1995-08-20 02:00 | 73.3367 | 96.4464 | 0 | 67.2183 | 79.4337 | 3.2802 | 124.8355 | 17.6486 | 0 | 11.0013 | 4.9406
1995-08-20 03:00 | 70.4238 | 96.622 | 0.0023702 | 39.7382 | 79.4337 | 3.2781 | 123.0043 | 17.6187 | 0 | 11.2836 | 21.962
1995-08-20 04:00 | 69.2428 | 104.4792 | 0.24511 | 47.1262 | 79.4337 | 3.3029 | 123.096 | 17.6388 | 0 | 11.4166 | 18.3497
1995-08-20 05:00 | 66.6814 | 114.2043 | 16.5288 | 52.5229 | 79.4337 | 3.2672 | 122.6978 | 17.6794 | 0 | 15.4959 | 12.5666
1995-08-20 06:00 | 63.4413 | 118.7911 | 86.2625 | 55.2386 | 79.4337 | 3.2865 | 113.6599 | 17.7871 | 0 | 15.4485 | 7.2024
1995-08-20 07:00 | 55.6081 | 117.7087 | 215.5066 | 29.7684 | 79.4337 | 3.3144 | 99.964 | 17.8533 | 0 | 10.0417 | 0
1995-08-20 08:00 | 51.6491 | 115.7277 | 348.8292 | 27.5784 | 79.4337 | 3.3379 | 59.9296 | 17.8674 | 0 | 8.242 | 0
1995-08-20 09:00 | 48.4763 | 116.3573 | 450.1747 | 22.1304 | 79.4337 | 3.3159 | 58.4921 | 17.8398 | 0 | 8.2021 | 0
1995-08-20 10:00 | 48.0643 | 103.6137 | 503.8656 | 29.8013 | 79.4337 | 3.3329 | 59.8479 | 17.8183 | 0 | 8.205 | 0
1995-08-20 11:00 | 51.1493 | 106.6874 | 531.1333 | 25.138 | 79.4337 | 3.3333 | 57.4344 | 17.8664 | 0 | 7.4785 | 0
1995-08-20 12:00 | 56.0652 | 109.0919 | 529.3739 | 30.6251 | 79.4337 | 3.3506 | 60.2073 | 17.8557 | 0 | 8.2008 | 0
1995-08-20 13:00 | 60.9963 | 117.2734 | 491.8444 | 30.3015 | 79.4337 | 3.3286 | 61.198 | 17.8483 | 0 | 7.2664 | 0
1995-08-20 14:00 | 73.1301 | 123.765 | 425.1207 | 32.3689 | 79.4337 | 3.3287 | 63.939 | 17.8402 | 0 | 7.2566 | 0
1995-08-20 15:00 | 81.8757 | 135.826 | 343.4493 | 34.0043 | 79.4337 | 3.3289 | 67.4587 | 17.8336 | 0 | 8.1982 | 0
1995-08-20 16:00 | 94.2322 | 144.0138 | 223.6918 | 38.616 | 79.4337 | 3.3287 | 75.7164 | 17.8475 | 0 | 8.251 | 1.8099
1995-08-20 17:00 | 106.0898 | 147.8841 | 102.9904 | 50.2271 | 79.4337 | 3.3437 | 109.4473 | 17.8793 | 0 | 9.425 | 7.3287
1995-08-20 18:00 | 112.5322 | 147.2466 | 19.8672 | 66.3471 | 79.4337 | 3.2862 | 124.8091 | 17.9146 | 0 | 18.5766 | 18.6802
1995-08-20 19:00 | 120.9418 | 147.4798 | 0.13401 | 71.9387 | 79.4337 | 3.2641 | 123.162 | 17.9085 | 0 | 13.6376 | 22.9065
1995-08-20 20:00 | 124.8105 | 146.6202 | 0 | 69.0867 | 79.4337 | 3.253 | 123.0871 | 17.904 | 0 | 12.0201 | 15.3167
1995-08-20 21:00 | 120.4999 | 143.4843 | 0 | 65.5351 | 79.4337 | 3.2221 | 122.4744 | 17.8586 | 0 | 12.7019 | 10.2832
1995-08-20 22:00 | 108.9985 | 123.57 | 0 | 73.2961 | 79.4337 | 3.1939 | 122.5903 | 17.825 | 0 | 12.6056 | 9.0897
1995-08-20 23:00 | 105.7955 | 117.6899 | 0 | 60.8512 | 79.4337 | 3.0341 | 120.9969 | 17.7906 | 0 | 12.371 | 16.6012
1995-08-21 | 103.8361 | 114.6131 | 0 | 60.1369 | 79.4337 | 3.0301 | 147.2151 | 17.6652 | 0 | 13.6901 | 10.4162
1995-08-21 01:00 | 103.1769 | 112.3433 | 0 | 54.1898 | 79.4337 | 3.0259 | 145.0183 | 17.6138 | 0 | 13.6895 | 11.2989
1995-08-21 02:00 | 102.993 | 110.8112 | 0 | 55.0504 | 79.4337 | 3.0593 | 145.7151 | 17.5976 | 0 | 13.6895 | 6.8093
1995-08-21 03:00 | 103.529 | 111.8128 | 0.001749 | 54.4874 | 79.4337 | 3.1509 | 142.7874 | 17.5855 | 0 | 14.395 | 4.0335
1995-08-21 04:00 | 101.6331 | 112.6747 | 0.23814 | 55.2367 | 78.9876 | 3.1649 | 142.0188 | 17.5929 | 0 | 14.3947 | 1.3827
1995-08-21 05:00 | 98.2939 | 110.0103 | 15.8318 | 57.0304 | 78.9876 | 3.216 | 140.5702 | 17.6277 | 0 | 18.9648 | 1.3239
1995-08-21 06:00 | 89.9683 | 102.5061 | 83.7365 | 50.5945 | 78.5416 | 3.2298 | 140.7683 | 17.6957 | 0 | 19.0145 | 2.1944
1995-08-21 07:00 | 76.635 | 92.9497 | 207.8793 | 43.214 | 78.5416 | 3.2537 | 139.1194 | 17.7186 | 0 | 19.9576 | 0.019672
1995-08-21 08:00 | 66.2407 | 86.2496 | 341.8798 | 40.8887 | 78.5416 | 3.2555 | 136.1999 | 17.6614 | 0 | 19.9576 | 0.030673
1995-08-21 09:00 | 54.5711 | 78.6974 | 451.4937 | 46.6051 | 78.5416 | 3.2672 | 125.9071 | 17.6247 | 0 | 19.9073 | 0
1995-08-21 10:00 | 50.7597 | 65.1526 | 509.7903 | 46.5527 | 78.5416 | 3.2683 | 125.6594 | 17.5652 | 0 | 19.9161 | 0
1995-08-21 11:00 | 48.8879 | 61.6596 | 537.1379 | 44.6405 | 78.5416 | 3.2683 | 131.5632 | 17.5928 | 0 | 19.8975 | 0
1995-08-21 12:00 | 51.5758 | 62.3007 | 524.5863 | 46.1051 | 78.5416 | 3.2476 | 130.2224 | 17.6261 | 0 | 19.8983 | 0
1995-08-21 13:00 | 53.9189 | 64.7046 | 489.1586 | 57.3129 | 78.5416 | 3.3208 | 128.6351 | 17.5547 | 0 | 19.9686 | 0
1995-08-21 14:00 | 70.3415 | 66.0119 | 424.413 | 48.3524 | 78.5416 | 3.3209 | 129.3058 | 17.54 | 0 | 20.1414 | 0
1995-08-21 15:00 | 75.9723 | 67.9785 | 344.2548 | 52.045 | 78.5416 | 3.3299 | 128.6605 | 17.5579 | 0 | 20.1712 | 0.15043
1995-08-21 16:00 | 90.0195 | 74.1169 | 224.9337 | 69.043 | 78.5416 | 3.3272 | 126.6218 | 17.5984 | 0 | 20.1714 | 7.3803
1995-08-21 17:00 | 103.5863 | 80.3756 | 102.4645 | 72.5663 | 78.5416 | 3.3383 | 126.3382 | 17.6096 | 0 | 19.9893 | 12.5715
1995-08-21 18:00 | 115.0811 | 86.2486 | 18.5426 | 73.3236 | 78.5416 | 3.3476 | 128.3875 | 17.6722 | 0 | 22.1615 | 48.3023
1995-08-21 19:00 | 129.2656 | 91.5303 | 0.070858 | 81.3118 | 78.5416 | 3.4705 | 129.3796 | 17.6917 | 0 | 14.9774 | 47.7714
1995-08-21 20:00 | 137.769 | 93.0018 | 0 | 84.924 | 78.5416 | 3.4513 | 128.2403 | 17.6925 | 0 | 20.092 | 51.6364
1995-08-21 21:00 | 137.4677 | 87.2635 | 0 | 79.6092 | 78.5416 | 3.4399 | 127.4316 | 17.679 | 0 | 16.3446 | 43.8518
1995-08-21 22:00 | 120.9948 | 74.5466 | 0 | 84.6883 | 78.5416 | 3.4549 | 126.3124 | 17.6365 | 0 | 14.6102 | 46.0178
1995-08-21 23:00 | 118.9721 | 63.9573 | 0 | 71.6022 | 78.5416 | 3.6011 | 127.3839 | 17.6155 | 0 | 14.431 | 49.4742
1995-08-22 | 118.4268 | 58.7146 | 0 | 68.6082 | 79.6416 | 3.4987 | 128.1617 | 17.5429 | 0 | 15.8911 | 13.3159
1995-08-22 01:00 | 118.1448 | 53.2036 | 0 | 67.3083 | 79.6416 | 3.1074 | 129.4277 | 17.5077 | 0 | 14.1794 | 12.1579
1995-08-22 02:00 | 119.5011 | 49.115 | 0 | 62.5864 | 77.266 | 2.8289 | 129.3896 | 17.4883 | 0 | 14.1094 | 9.4741
1995-08-22 03:00 | 117.8266 | 46.8239 | 0 | 56.9838 | 75.6488 | 2.8215 | 132.8803 | 17.4957 | 0 | 14.0494 | 2.6095
1995-08-22 04:00 | 115.8889 | 43.1618 | 0.24833 | 51.1503 | 74.9799 | 2.6731 | 134.013 | 17.5052 | 0 | 14.0494 | 11.2139
1995-08-22 05:00 | 112.3132 | 40.0189 | 15.9326 | 53.2447 | 74.9799 | 2.6809 | 133.8862 | 17.5501 | 0 | 18.1294 | 5.0385
1995-08-22 06:00 | 100.7821 | 38.7146 | 89.1741 | 36.5737 | 74.9799 | 2.6912 | 125.8528 | 17.5831 | 0 | 17.5235 | 5.3387
1995-08-22 07:00 | 83.6446 | 37.4709 | 223.1698 | 32.8386 | 74.9799 | 2.6901 | 114.8276 | 17.6177 | 0 | 14.7513 | 0
1995-08-22 08:00 | 71.7055 | 35.5893 | 368.2096 | 32.4134 | 74.9799 | 2.7617 | 88.1173 | 17.5416 | 0 | 8.7164 | 0
1995-08-22 09:00 | 64.7652 | 32.9811 | 475.0115 | 30.7971 | 74.9799 | 2.8019 | 81.2374 | 17.4163 | 0 | 8.2435 | 0
1995-08-22 10:00 | 63.8888 | 30.8693 | 528.3749 | 24.7382 | 74.9799 | 2.8151 | 81.4062 | 17.5387 | 0 | 8.2435 | 0
1995-08-22 11:00 | 68.4759 | 30.5544 | 547.0593 | 25.0498 | 74.9799 | 2.8179 | 74.0789 | 17.529 | 0 | 8.2435 | 0
1995-08-22 12:00 | 71.2124 | 30.0813 | 529.849 | 27.2307 | 74.9799 | 2.8392 | 79.9226 | 17.4193 | 0 | 8.2435 | 0
1995-08-22 13:00 | 74.5594 | 29.607 | 483.9366 | 29.4763 | 74.9799 | 2.8835 | 87.2207 | 16.4368 | 0 | 8.2435 | 0
1995-08-22 14:00 | 76.7881 | 29.736 | 425.099 | 31.0415 | 74.9799 | 2.8859 | 87.4469 | 17.486 | 0 | 8.4577 | 0
1995-08-22 15:00 | 74.0412 | 32.2002 | 336.6744 | 34.8879 | 74.9799 | 2.8664 | 111.1172 | 17.5279 | 0 | 10.3528 | 0
1995-08-22 16:00 | 80.0251 | 34.4766 | 214.0048 | 38.6928 | 74.9799 | 2.8663 | 140.0998 | 17.4599 | 0 | 19.1417 | 3.7887
1995-08-22 17:00 | 83.3679 | 39.4942 | 95.5535 | 45.0091 | 74.9799 | 2.8612 | 148.7531 | 16.5663 | 0 | 19.078 | 29.6724
1995-08-22 18:00 | 96.3733 | 42.2878 | 17.3923 | 55.7085 | 74.9799 | 2.8532 | 149.3086 | 17.4965 | 0 | 19.078 | 37.4024
1995-08-22 19:00 | 109.9926 | 44.2425 | 0.012483 | 66.8191 | 74.9799 | 2.8313 | 149.0627 | 16.5772 | 0 | 14.098 | 43.6549
1995-08-22 20:00 | 120.5545 | 46.1045 | 0 | 51.2012 | 74.9799 | 2.7937 | 149.841 | 17.6455 | 0 | 14.098 | 41.124
1995-08-22 21:00 | 122.4587 | 46.4615 | 0 | 63.1187 | 74.9799 | 2.7816 | 151.6203 | 17.5562 | 0 | 14.098 | 20.6093
1995-08-22 22:00 | 125.8616 | 43.7047 | 0 | 62.1001 | 74.9799 | 2.7694 | 153.0065 | 16.9715 | 0 | 14.1159 | 15.3945
1995-08-22 23:00 | 118.065 | 40.143 | 0 | 56.4518 | 76.036 | 2.7641 | 153.803 | 17.5012 | 0 | 14.1016 | 9.1766
1995-08-23 | 108.6752 | 38.1659 | 0 | 64.091 | 78.9205 | 2.7912 | 146.3865 | 17.4086 | 0 | 12.7531 | 27.478
1995-08-23 01:00 | 100.3052 | 39.1843 | 0 | 53.3325 | 79.6416 | 3.1041 | 145.1855 | 17.3659 | 0 | 13.2028 | 10.8502
1995-08-23 02:00 | 94.8877 | 36.1641 | 0 | 54.1689 | 79.6416 | 3.4206 | 146.1608 | 17.3628 | 0 | 13.7145 | 16.2993
1995-08-23 03:00 | 86.038 | 35.6247 | 0.0012078 | 63.0212 | 79.6416 | 3.42 | 146.0882 | 17.3043 | 0 | 14.3947 | 25.2807
1995-08-23 04:00 | 79.5736 | 34.0226 | 0.2177 | 47.4685 | 79.6416 | 3.2483 | 146.0605 | 17.3099 | 0 | 18.1321 | 19.1885
1995-08-23 05:00 | 74.7034 | 32.9853 | 15.607 | 48.1588 | 79.6416 | 3.4165 | 139.9022 | 17.3851 | 0 | 23.9832 | 5.3393
1995-08-23 06:00 | 67.0985 | 34.4556 | 92.6306 | 36.3121 | 79.6416 | 3.4171 | 119.155 | 17.4267 | 0 | 20.923 | 9.2189
1995-08-23 07:00 | 54.0293 | 34.2426 | 228.3208 | 33.5747 | 79.6416 | 3.4391 | 111.271 | 17.4887 | 0 | 21.7822 | 0
1995-08-23 08:00 | 47.1309 | 35.3667 | 361.3703 | 34.5863 | 79.6416 | 3.4467 | 64.9492 | 17.4111 | 0 | 16.6022 | 0.049473
1995-08-23 09:00 | 41.1017 | 37.2136 | 466.2051 | 29.4127 | 79.6416 | 3.4522 | 60.6187 | 17.5201 | 0 | 16.602 | 0
1995-08-23 10:00 | 38.0269 | 35.9912 | 525.5916 | 28.1391 | 79.4826 | 3.4526 | 64.4264 | 17.5376 | 0 | 16.0405 | 0
1995-08-23 11:00 | 43.2744 | 39.6284 | 544.8219 | 27.3511 | 75.2184 | 3.4545 | 64.8322 | 17.5177 | 0 | 14.4103 | 0
1995-08-23 12:00 | 45.7317 | 49.3024 | 524.9813 | 24.0054 | 72.6721 | 3.4549 | 59.8651 | 17.5383 | 0 | 14.4108 | 0
1995-08-23 13:00 | 52.6315 | 48.3008 | 482.2871 | 27.5754 | 79.6416 | 3.4355 | 65.1824 | 17.5293 | 0 | 14.4109 | 0
1995-08-23 14:00 | 60.2964 | 52.8884 | 411.6416 | 31.6095 | 79.6416 | 3.4357 | 65.1117 | 17.5268 | 0 | 14.4103 | 0
1995-08-23 15:00 | 68.5523 | 57.6151 | 315.3406 | 36.8641 | 79.6416 | 3.4537 | 77.9975 | 17.5736 | 0 | 16.6243 | 0.73636
1995-08-23 16:00 | 74.4988 | 64.6579 | 195.6467 | 41.3978 | 79.6416 | 3.4683 | 97.7525 | 17.6224 | 0 | 19.8533 | 11.8887
1995-08-23 17:00 | 78.0056 | 76.6851 | 86.1029 | 41.463 | 79.6416 | 3.44 | 127.5091 | 17.6546 | 0 | 20.2463 | 22.6071
1995-08-23 18:00 | 81.2381 | 87.0302 | 16.8933 | 51.3717 | 80.7396 | 3.454 | 136.4135 | 17.7203 | 0 | 26.2951 | 41.0235
1995-08-23 19:00 | 87.7418 | 93.1192 | 0.01513 | 47.7472 | 80.7396 | 3.4182 | 139.3796 | 17.7448 | 0 | 21.3154 | 48.9735
1995-08-23 20:00 | 91.1807 | 90.5294 | 0 | 65.7808 | 80.7396 | 3.4011 | 139.4447 | 17.7566 | 0 | 21.3155 | 27.8377
1995-08-23 21:00 | 93.58 | 85.2274 | 0 | 59.5104 | 79.647 | 3.4072 | 142.855 | 17.7036 | 0 | 21.2721 | 35.633
1995-08-23 22:00 | 96.3544 | 82.0763 | 0 | 63.4366 | 79.647 | 3.385 | 138.4077 | 17.6421 | 0 | 21.2718 | 21.4265
1995-08-23 23:00 | 96.0409 | 86.3825 | 0 | 45.3543 | 79.647 | 2.7097 | 137.6012 | 17.6466 | 0 | 21.2318 | 24.2417
1995-08-24 | 98.8769 | 98.0937 | 0 | 67.5205 | 79.647 | 2.6707 | 39.53 | 17.6224 | 0 | 1.2976 | 18.4526
1995-08-24 01:00 | 100.2634 | 113.8108 | 0 | 60.5958 | 79.647 | 2.6706 | 37.5423 | 17.6219 | 0 | 1.2926 | 21.2354
1995-08-24 02:00 | 101.4288 | 123.9031 | 0 | 44.9053 | 79.647 | 2.6705 | 39.5361 | 17.5566 | 0 | 1.2925 | 2.5844
1995-08-24 03:00 | 99.9967 | 122.3843 | 0.00057063 | 48.0851 | 79.647 | 2.6703 | 38.489 | 17.5701 | 0 | 1.2974 | 3.3841
1995-08-24 04:00 | 95.8502 | 110.9636 | 0.20882 | 70.5908 | 79.647 | 2.8599 | 38.652 | 17.4714 | 0 | 1.2943 | 2.6041
1995-08-24 05:00 | 91.744 | 107.6375 | 14.3865 | 54.5274 | 79.647 | 2.8772 | 34.5176 | 17.4542 | 0 | 1.2937 | 7.1558
1995-08-24 06:00 | 87.2108 | 107.0183 | 80.3266 | 44.729 | 79.647 | 2.8728 | 26.1765 | 17.5063 | 0 | 1.1573 | 4.2473
1995-08-24 07:00 | 78.7362 | 105.4608 | 193.4321 | 43.029 | 79.647 | 2.9008 | 27.482 | 17.6516 | 0 | 1.1619 | 0
1995-08-24 08:00 | 74.164 | 104.2678 | 309.1678 | 32.4207 | 79.647 | 2.188 | 19.5811 | 17.7748 | 0 | 0.66211 | 0
1995-08-24 09:00 | 68.0492 | 94.1235 | 406.8973 | 31.7719 | 79.647 | 1.5162 | 25.4048 | 17.8056 | 0 | 0.20951 | 0
1995-08-24 10:00 | 66.0909 | 84.129 | 470.1641 | 31.6636 | 66.1193 | 1.8312 | 25.7626 | 17.646 | 0 | 0.21221 | 0
1995-08-24 11:00 | 71.6849 | 82.3284 | 494.4311 | 25.5374 | 66.321 | 1.5875 | 15.8996 | 17.7927 | 0 | 0.20223 | 0
1995-08-24 12:00 | 73.0825 | 89.6517 | 499.4277 | 27.2038 | 51.0319 | 1.6518 | 15.7985 | 17.8102 | 0 | 0.20867 | 0
1995-08-24 13:00 | 82.1326 | 97.4141 | 474.2785 | 29.7454 | 52.0679 | 1.6518 | 15.6959 | 17.7629 | 0 | 0.21057 | 0
1995-08-24 14:00 | 98.6039 | 112.4578 | 408.0278 | 44.8955 | 37.6117 | 1.7462 | 16.0682 | 17.8014 | 0 | 0.20232 | 0
1995-08-24 15:00 | 109.0196 | 132.394 | 330.9263 | 36.9518 | 53.934 | 1.797 | 20.2086 | 17.7375 | 0 | 0.23511 | 0.42054
1995-08-24 16:00 | 124.9673 | 147.946 | 213.7775 | 36.4932 | 59.7182 | 1.8065 | 38.3445 | 17.7856 | 0 | 0.2793 | 1.7556
1995-08-24 17:00 | 121.5586 | 165.9354 | 100.6557 | 43.1313 | 64.0433 | 1.8248 | 39.8995 | 17.7587 | 0 | 0.34102 | 18.8655
1995-08-24 18:00 | 119.8724 | 187.1696 | 16.052 | 61.5062 | 71.4238 | 1.8247 | 40.0746 | 17.7793 | 0 | 0.34102 | 32.7679
1995-08-24 19:00 | 126.228 | 212.8488 | 0.0035812 | 52.4334 | 71.4238 | 1.7764 | 40.0807 | 17.7848 | 0 | 0.34102 | 38.4088
1995-08-24 20:00 | 126.37 | 232.5083 | 0 | 61.0313 | 71.4238 | 1.497 | 30.6567 | 17.8094 | 0 | 0.34102 | 34.4528
1995-08-24 21:00 | 130.9117 | 234.9263 | 0 | 60.5282 | 71.4238 | 1.4611 | 29.4766 | 17.7827 | 0 | 0.34102 | 11.0525
1995-08-24 22:00 | 129.9117 | 237.9291 | 0 | 51.5387 | 71.4258 | 1.4566 | 30.2775 | 17.7262 | 0 | 0.34102 | 22.3574
1995-08-24 23:00 | 129.1248 | 249.3653 | 0 | 49.4252 | 71.4258 | 1.4565 | 29.9359 | 17.6953 | 0 | 0.34011 | 5.8848
1995-08-25 | 132.9211 | 249.0979 | 0 | 54.2967 | 59.5442 | 1.378 | 14.5668 | 17.5442 | 0 | 0.23611 | 17.2779
1995-08-25 01:00 | 136.7861 | 247.9771 | 0 | 52.927 | 54.6296 | 1.378 | 12.1704 | 17.5173 | 0 | 0.17599 | 20.7637
1995-08-25 02:00 | 141.5569 | 243.7836 | 0 | 74.5197 | 29.525 | 1.3778 | 13.2062 | 17.4616 | 0 | 0.17599 | 11.5385
1995-08-25 03:00 | 145.315 | 240.227 | 0.00031986 | 55.3178 | 37.0469 | 1.3775 | 13.0064 | 17.4978 | 0 | 0.17599 | 8.7931
1995-08-25 04:00 | 150.3416 | 231.7712 | 0.20711 | 51.3528 | 29.9495 | 1.3771 | 9.7136 | 17.5475 | 0 | 0.17599 | 6.9507
1995-08-25 05:00 | 155.216 | 226.6888 | 13.2264 | 54.9724 | 39.6179 | 1.3765 | 9.2447 | 17.5939 | 0 | 0.057983 | 6.5944
1995-08-25 06:00 | 157.5567 | 233.8912 | 69.7526 | 46.4751 | 19.8047 | 1.3748 | 9.1149 | 17.3319 | 0 | 0.057983 | 11.8623
1995-08-25 07:00 | 154.291 | 239.7381 | 174.5678 | 31.8047 | 15.2897 | 1.3607 | 9.2385 | 17.4391 | 0 | 0.0589 | 0.028668
1995-08-25 08:00 | 154.0418 | 234.4009 | 272.2187 | 29.7051 | 9.2286 | 1.3607 | 7.5383 | 11.5519 | 0 | 0.016806 | 0
1995-08-25 09:00 | 130.6873 | 237.5825 | 363.915 | 30.7875 | 6.9276 | 1.3596 | 8.7628 | 17.0003 | 0 | 0.016806 | 0
1995-08-25 10:00 | 135.63 | 230.8109 | 389.2336 | 24.9254 | 5.7587 | 0.011253 | 7.1691 | 11.0069 | 0 | 0.016806 | 0.1222
1995-08-25 11:00 | 130.4038 | 233.6268 | 410.4763 | 25.5205 | 8.043 | 0.011253 | 6.5153 | 11.1295 | 0 | 0.016806 | 0
1995-08-25 12:00 | 133.8576 | 237.5577 | 388.5477 | 29.1483 | 9.0684 | 0.011253 | 5.897 | 9.7557 | 0 | 0.016806 | 0
1995-08-25 13:00 | 131.8173 | 246.3922 | 363.6262 | 26.7238 | 10.1443 | 0.011253 | 6.412 | 11.2523 | 0 | 0.016806 | 0.18403
1995-08-25 14:00 | 138.9465 | 233.0056 | 329.2912 | 39.0611 | 10.1118 | 0.011253 | 6.3527 | 15.6109 | 0 | 0.016806 | 2.282
1995-08-25 15:00 | 178.7294 | 233.2944 | 266.4876 | 31.499 | 11.0233 | 0.011253 | 7.8043 | 10.2115 | 0 | 0.016806 | 5.147
1995-08-25 16:00 | 181.85 | 238.7624 | 192.4458 | 35.3198 | 11.1329 | 0.011253 | 9.1216 | 15.9909 | 0 | 0.016806 | 17.888
1995-08-25 17:00 | 227.1897 | 235.364 | 88.3603 | 47.4888 | 11.85 | 1.397 | 11.9184 | 17.2317 | 0 | 0.0589 | 15.4905
1995-08-25 18:00 | 234.4417 | 232.9227 | 14.2256 | 50.5306 | 14.6089 | 1.397 | 11.5858 | 17.3001 | 0 | 0.0589 | 22.8801
1995-08-25 19:00 | 235.8334 | 242.0582 | 0.0074597 | 38.3752 | 14.7049 | 1.4042 | 13.639 | 17.3339 | 0 | 0.0589 | 26.3365
1995-08-25 20:00 | 243.0922 | 245.7625 | 0 | 51.8561 | 12.73 | 1.4044 | 13.1868 | 17.8248 | 0 | 0.0589 | 16.886
1995-08-25 21:00 | 245.3993 | 240.0928 | 0 | 59.3132 | 11.0233 | 0.052253 | 12.4067 | 17.0529 | 0 | 0.0589 | 10.6902
1995-08-25 22:00 | 242.6768 | 240.7775 | 0 | 48.3761 | 28.4035 | 0.052253 | 11.2817 | 10.8754 | 0 | 0.0589 | 12.869
1995-08-25 23:00 | 234.1509 | 233.9629 | 0 | 38.1424 | 30.4059 | 1.4034 | 10.6418 | 10.5994 | 0 | 0.0589 | 16.6285
1995-08-26 | 227.2813 | 237.3407 | 0 | 41.68 | 12.8413 | 1.3902 | 12.1854 | 15.5673 | 0 | 0.016806 | 20.3126
1995-08-26 01:00 | 233.1737 | 239.5939 | 0 | 40.6039 | 11.0233 | 1.3902 | 11.2555 | 16.7332 | 0 | 0.016806 | 19.249
1995-08-26 02:00 | 207.3101 | 238.0159 | 0 | 41.9389 | 11.0233 | 0.052253 | 9.215 | 15.2332 | 0 | 0.016806 | 20.7756
1995-08-26 03:00 | 233.1678 | 230.5803 | 0 | 24.4199 | 11.0233 | 0.052253 | 10.738 | 14.9725 | 0 | 0.016806 | 25.4019
1995-08-26 04:00 | 207.8727 | 225.5327 | 0.13917 | 24.1676 | 11.0233 | 0.052253 | 10.3356 | 15.0043 | 0 | 0.016806 | 15.412
1995-08-26 05:00 | 207.7415 | 230.4087 | 9.8694 | 34.1832 | 11.0233 | 0.052253 | 8.3693 | 10.6999 | 0 | 0.016806 | 3.5012
1995-08-26 06:00 | 195.0665 | 222.4136 | 61.3544 | 26.8995 | 14.8085 | 0.052253 | 7.5946 | 15.1546 | 0 | 0.016806 | 6.4124
1995-08-26 07:00 | 200.4657 | 216.6044 | 166.6226 | 19.0017 | 10.3651 | 0.052253 | 7.3435 | 10.7692 | 0 | 0.016806 | 2.3698
1995-08-26 08:00 | 192.8755 | 206.6887 | 287.5646 | 13.4821 | 10.2297 | 0.052253 | 5.798 | 10.9339 | 0 | 0.016806 | 0
1995-08-26 09:00 | 153.3441 | 200.8177 | 366.3204 | 19.0463 | 8.9464 | 1.4005 | 5.0341 | 16.7395 | 0 | 0.016806 | 0
1995-08-26 10:00 | 151.5172 | 177.6097 | 431.4158 | 20.1013 | 11.0233 | 0.052253 | 4.9508 | 11.1933 | 0 | 0.016806 | 0.049473
1995-08-26 11:00 | 165.8363 | 168.7465 | 458.0745 | 8.3146 | 9.8568 | 0.052253 | 6.0881 | 10.6231 | 0 | 0.016806 | 0.11116
1995-08-26 12:00 | 184.2747 | 119.0064 | 466.2761 | 17.0379 | 9.2952 | 0.052253 | 6.0269 | 9.95 | 0 | 0.016806 | 0
1995-08-26 13:00 | 195.0074 | 164.1795 | 399.1407 | 16.7171 | 11.0085 | 0.052253 | 5.0403 | 10.1711 | 0 | 0.016806 | 0.020009
1995-08-26 14:00 | 219.0578 | 129.6703 | 383.7844 | 8.3085 | 9.9742 | 0.052253 | 6.9748 | 16.7091 | 0 | 0.016806 | 0.0046397
1995-08-26 15:00 | 222.2136 | 141.396 | 313.9539 | 11.6932 | 11.0233 | 1.4014 | 7.6743 | 17.6139 | 0 | 0.066208 | 0.46016
1995-08-26 16:00 | 226.18 | 182.141 | 212.4733 | 18.6698 | 11.0233 | 0.052253 | 8.1041 | 13.2118 | 0 | 0.066208 | 6.3696
1995-08-26 17:00 | 214.2902 | 183.729 | 95.0283 | 23.5895 | 11.0233 | 0.052253 | 13.1529 | 14.0804 | 0 | 0.087304 | 13.0757
1995-08-26 18:00 | 222.3304 | 190.8764 | 13.4686 | 31.2736 | 20.8007 | 0.052253 | 15.1223 | 17.6291 | 0 | 0.087304 | 18.5617
1995-08-26 19:00 | 221.5544 | 190.2375 | 0.0047861 | 28.8573 | 25.9866 | 1.4152 | 14.7923 | 16.5925 | 0 | 0.087304 | 16.1212
1995-08-26 20:00 | 211.8975 | 185.6632 | 0 | 29.7525 | 44.4663 | 1.414 | 19.4275 | 16.7892 | 0 | 0.087304 | 14.3235
1995-08-26 21:00 | 200.1418 | 180.2567 | 0 | 44.032 | 38.0466 | 1.4141 | 19.5857 | 17.6346 | 0 | 0.1294 | 8.5472
1995-08-26 22:00 | 201.3169 | 178.5236 | 0 | 22.7178 | 64.5173 | 1.4142 | 17.5619 | 16.5536 | 0 | 0.1294 | 18.6261
1995-08-26 23:00 | 191.7964 | 181.6667 | 0 | 29.7267 | 63.0361 | 1.3732 | 17.4252 | 17.641 | 0 | 0.096566 | 0.064028
1995-08-27 | 197.6531 | 185.1059 | 0 | 40.4255 | 65.9973 | 1.3748 | 18.4069 | 17.6658 | 0 | 0.08418 | 20.5899
1995-08-27 01:00 | 199.1438 | 178.6862 | 0 | 42.2724 | 51.8818 | 1.3752 | 19.1756 | 17.6665 | 0 | 0.08418 | 21.065
1995-08-27 02:00 | 197.3451 | 173.5746 | 0 | 48.0298 | 47.1923 | 1.3751 | 19.0709 | 17.5848 | 0 | 0.08418 | 19.9191
1995-08-27 03:00 | 195.5822 | 162.4795 | 0 | 36.756 | 69.201 | 1.3747 | 19.542 | 17.637 | 0 | 0.08418 | 14.8698
1995-08-27 04:00 | 192.465 | 157.8149 | 0.15184 | 21.1517 | 66.5861 | 1.3739 | 18.8697 | 17.5777 | 0 | 0.08418 | 33.4777
1995-08-27 05:00 | 185.5756 | 165.4196 | 10.4564 | 26.6278 | 65.695 | 1.3718 | 18.9811 | 17.609 | 0 | 0.08418 | 37.1151
1995-08-27 06:00 | 182.2558 | 166.2573 | 71.4006 | 12.9249 | 72.9187 | 1.3729 | 16.2969 | 17.7269 | 0 | 0.016806 | 39.7831
1995-08-27 07:00 | 178.9199 | 163.7091 | 191.8901 | 38.1243 | 33.3496 | 1.373 | 14.6679 | 17.8274 | 0 | 0.016806 | 4.9246
1995-08-27 08:00 | 168.6959 | 157.2134 | 307.2234 | 19.2548 | 24.9253 | 1.373 | 14.338 | 17.89 | 0 | 0.016806 | 0
1995-08-27 09:00 | 150.8229 | 162.659 | 402.6637 | 10.094 | 23.9522 | 1.3849 | 14.2525 | 17.885 | 0 | 0.016806 | 0
1995-08-27 10:00 | 130.5831 | 166.6158 | 450.5286 | 15.1222 | 24.9253 | 1.3645 | 14.0731 | 17.8324 | 0 | 0.016806 | 0
1995-08-27 11:00 | 150.6155 | 167.4749 | 457.1911 | 16.1377 | 24.9253 | 1.365 | 13.3197 | 17.618 | 0 | 0.016806 | 0.016
1995-08-27 12:00 | 147.7191 | 179.4145 | 454.6889 | 16.496 | 24.9253 | 1.3655 | 13.1913 | 17.5943 | 0 | 0.016806 | 0
1995-08-27 13:00 | 160.1128 | 195.9204 | 418.7152 | 14.4459 | 24.9253 | 1.3658 | 13.1988 | 17.5674 | 0 | 0.016806 | 0
1995-08-27 14:00 | 164.2641 | 216.5884 | 368.6414 | 14.516 | 24.9253 | 1.366 | 13.1145 | 17.6006 | 0 | 0.016806 | 0.20292
1995-08-27 15:00 | 181.4866 | 223.4916 | 293.8394 | 18.2566 | 24.9253 | 1.3664 | 16.9092 | 17.8208 | 0 | 0.016806 | 0.13685
1995-08-27 16:00 | 188.6249 | 224.5053 | 204.7575 | 27.0877 | 24.4793 | 1.3702 | 19.8116 | 17.916 | 0 | 0.043003 | 4.8822
1995-08-27 17:00 | 205.6596 | 229.3452 | 90.8194 | 41.3123 | 24.4793 | 1.3778 | 23.9587 | 17.7628 | 0 | 0.085096 | 18.8346
1995-08-27 18:00 | 205.5928 | 234.6127 | 13.3108 | 58.8507 | 24.4793 | 1.3774 | 24.111 | 17.8101 | 0 | 0.085096 | 49.5454
1995-08-27 19:00 | 206.2685 | 231.2217 | 0.0032166 | 56.1654 | 24.4793 | 1.3657 | 21.7578 | 17.8451 | 0 | 0.085096 | 58.9217
1995-08-27 20:00 | 207.6112 | 231.0579 | 0 | 45.874 | 24.4793 | 1.3525 | 24.0694 | 17.869 | 0 | 0.085096 | 55.983
1995-08-27 21:00 | 207.3147 | 230.8883 | 0 | 57.3494 | 24.4793 | 1.351 | 23.9121 | 17.8218 | 0 | 0.085096 | 31.7939
1995-08-27 22:00 | 212.1129 | 232.1667 | 0 | 70.7774 | 24.4793 | 1.3516 | 21.1771 | 17.7941 | 0 | 0.085096 | 11.2683
1995-08-27 23:00 | 210.7421 | 223.9867 | 0 | 49.2848 | 24.4793 | 1.3932 | 22.8754 | 17.7522 | 0 | 0.08418 | 12.7169
1995-08-28 | 215.8881 | 220.8072 | 0 | 49.1811 | 30.0733 | 1.3932 | 19.6012 | 17.5845 | 0 | 0.08418 | 6.3461
1995-08-28 01:00 | 218.2987 | 221.4975 | 0 | 37.8444 | 30.0733 | 1.3933 | 18.5335 | 17.5684 | 0 | 0.057983 | 13.0121
1995-08-28 02:00 | 215.5801 | 225.6481 | 0 | 27.8178 | 30.0733 | 1.3927 | 19.708 | 17.533 | 0 | 0.057983 | 12.1278
1995-08-28 03:00 | 215.0447 | 225.3985 | 0 | 28.8908 | 30.0733 | 1.3669 | 18.7065 | 17.5326 | 0 | 0.057983 | 5.7118
1995-08-28 04:00 | 214.8119 | 224.0346 | 0.18184 | 32.2622 | 30.5193 | 1.3665 | 19.5794 | 17.5609 | 0 | 0.057983 | 7.5064
1995-08-28 05:00 | 215.3469 | 221.8831 | 9.5378 | 32.6116 | 30.5193 | 1.3656 | 20.9083 | 17.5651 | 0 | 0.057983 | 4.3397
1995-08-28 06:00 | 218.3653 | 223.6181 | 62.2977 | 29.665 | 30.9654 | 1.3672 | 15.2312 | 17.6312 | 0 | 0.016806 | 3.7302
1995-08-28 07:00 | 211.8901 | 219.9079 | 175.1802 | 19.4542 | 30.9654 | 1.3674 | 14.3449 | 17.3825 | 0 | 0.016806 | 0.39049
1995-08-28 08:00 | 188.1821 | 213.5827 | 281.5657 | 19.1955 | 30.9654 | 1.4423 | 14.292 | 17.3794 | 0 | 0.016806 | 0.53287
1995-08-28 09:00 | 156.7219 | 205.5064 | 367.3285 | 20.5271 | 30.9654 | 1.4538 | 14.2105 | 17.3399 | 0 | 0.016806 | 0.23761
1995-08-28 10:00 | 137.8892 | 180.4951 | 445.3461 | 24.2664 | 30.9654 | 1.4655 | 14.0966 | 17.3011 | 0 | 0.016806 | 0.50735
1995-08-28 11:00 | 146.1331 | 193.0044 | 437.9782 | 42.6859 | 30.9654 | 1.477 | 13.9755 | 17.2946 | 0 | 0.016806 | 0.77434
1995-08-28 12:00 | 149.2632 | 190.5455 | 446.8735 | 35.7667 | 30.9654 | 1.4774 | 13.843 | 17.3041 | 0 | 0.016806 | 0.71498
1995-08-28 13:00 | 157.8296 | 195.4408 | 430.8937 | 36.5971 | 30.9654 | 1.478 | 13.8555 | 17.5204 | 0 | 0.016806 | 0
1995-08-28 14:00 | 194.5385 | 204.6217 | 369.4792 | 41.3579 | 80.3754 | 1.4815 | 13.994 | 17.5316 | 0 | 0.016806 | 0
1995-08-28 15:00 | 182.6189 | 211.447 | 326.2753 | 44.9684 | 36.5636 | 1.4804 | 14.1668 | 17.572 | 0 | 0.016806 | 19.6635
1995-08-28 16:00 | 197.5758 | 220.9271 | 223.5759 | 39.9087 | 80.3754 | 1.4871 | 15.0778 | 17.6541 | 0 | 0.016806 | 39.9852
1995-08-28 17:00 | 227.4525 | 228.8565 | 94.518 | 46.0068 | 80.3754 | 1.5078 | 18.3136 | 17.46 | 0 | 0.016806 | 30.2022
1995-08-28 18:00 | 235.465 | 231.4765 | 12.7328 | 60.896 | 80.3754 | 1.5067 | 18.3493 | 17.7191 | 0 | 0.016806 | 24.8324
1995-08-28 19:00 | 237.1848 | 233.9377 | 0.0017344 | 52.564 | 80.3754 | 1.5008 | 17.4359 | 17.7102 | 0 | 0.016806 | 13.7915
1995-08-28 20:00 | 242.4904 | 232.4371 | 0 | 44.1869 | 80.3754 | 1.493 | 19.2753 | 17.7287 | 0 | 0.016806 | 15.7421
1995-08-28 21:00 | 241.0106 | 234.3767 | 0 | 41.4026 | 80.3754 | 1.5054 | 17.5981 | 17.7394 | 0 | 0.016806 | 13.3393
1995-08-28 22:00 | 235.6797 | 231.3051 | 0 | 51.4209 | 80.3754 | 1.506 | 17.4097 | 17.7404 | 0 | 0.016806 | 13.7895
1995-08-28 23:00 | 230.5954 | 229.5183 | 0 | 43.6284 | 80.3754 | 1.5059 | 16.5319 | 17.7285 | 0 | 0.016806 | 12.4246
1995-08-29 | 226.8725 | 226.4333 | 0 | 27.8255 | 79.6402 | 2.0715 | 13.5225 | 17.5663 | 0 | 0.65151 | 2.6953
1995-08-29 01:00 | 226.5298 | 224.3378 | 0 | 26.656 | 79.2828 | 2.0714 | 15.8301 | 17.5152 | 0 | 0.65151 | 1.6419
1995-08-29 02:00 | 227.2415 | 226.4026 | 0 | 24.9078 | 78.2076 | 2.0713 | 12.2515 | 17.5056 | 0 | 0.65151 | 1.5023
1995-08-29 03:00 | 229.1809 | 234.7775 | 0 | 23.6263 | 73.0393 | 2.0664 | 10.8362 | 17.5703 | 0 | 0.65151 | 0.38844
1995-08-29 04:00 | 230.4816 | 235.8305 | 0.15109 | 28.4139 | 69.3828 | 2.0675 | 12.001 | 17.4744 | 0 | 0.65151 | 1.2448
1995-08-29 05:00 | 227.9794 | 235.8496 | 8.4428 | 20.5332 | 69.3828 | 2.0802 | 11.9389 | 17.5173 | 0 | 0.58482 | 1.7822
1995-08-29 06:00 | 223.3786 | 237.8498 | 62.1281 | 30.3379 | 50.4423 | 2.0829 | 11.6099 | 17.6199 | 0 | 0.46681 | 0
1995-08-29 07:00 | 219.2758 | 236.0703 | 167.3055 | 20.1553 | 46.8522 | 2.0815 | 11.5769 | 17.5787 | 0 | 0.46681 | 1.252
1995-08-29 08:00 | 212.6082 | 228.7083 | 274.7001 | 27.4764 | 16.1819 | 2.0815 | 11.6119 | 17.623 | 0 | 0.46681 | 0.27976
1995-08-29 09:00 | 210.5238 | 221.0855 | 353.1043 | 20.1159 | 14.2023 | 2.083 | 11.3487 | 17.6299 | 0 | 0.46169 | 0
1995-08-29 10:00 | 179.1724 | 210.5053 | 414.7251 | 24.239 | 14.586 | 2.0833 | 11.0487 | 17.0672 | 0 | 0.46169 | 0
1995-08-29 11:00 | 188.2707 | 213.2685 | 443.6538 | 20.801 | 14.7588 | 2.0724 | 10.8972 | 17.3398 | 0 | 0.46169 | 0
1995-08-29 12:00 | 185.6657 | 204.7195 | 451.6793 | 20.3682 | 13.0347 | 2.0291 | 6.4428 | 17.0077 | 0 | 0.46169 | 0.36761
1995-08-29 13:00 | 196.442 | 207.6853 | 434.1587 | 19.1746 | 13.6852 | 2.0728 | 10.8006 | 16.9627 | 0 | 0.46169 | 0
1995-08-29 14:00 | 197.9883 | 215.0327 | 386.7406 | 16.7033 | 13.6908 | 2.0718 | 10.7627 | 17.2758 | 0 | 0.46169 | 0
1995-08-29 15:00 | 224.2776 | 220.9268 | 297.2664 | 20.4864 | 15.9224 | 2.0777 | 10.9044 | 17.3159 | 0 | 0.46681 | 0.21854
1995-08-29 16:00 | 232.9973 | 231.3821 | 202.884 | 26.8455 | 27.2802 | 1.9816 | 12.082 | 17.5731 | 0 | 0.46681 | 3.1388
1995-08-29 17:00 | 233.0202 | 232.7953 | 86.2007 | 16.2571 | 57.9682 | 1.7635 | 13.2004 | 17.6064 | 0 | 0.20151 | 7.8193
1995-08-29 18:00 | 226.4881 | 232.8543 | 11.0374 | 20.8424 | 64.7894 | 1.5284 | 13.5473 | 17.6329 | 0 | 0.20151 | 23.7832
1995-08-29 19:00 | 227.5818 | 236.6818 | 0.0014088 | 26.9976 | 61.8814 | 1.526 | 13.9106 | 17.6655 | 0 | 0.20151 | 22.4287
1995-08-29 20:00 | 227.6218 | 238.035 | 0 | 33.1405 | 60.2218 | 1.5246 | 13.6414 | 17.698 | 0 | 0.20151 | 21.5328
1995-08-29 21:00 | 225.7064 | 236.8392 | 0 | 35.6412 | 60.2218 | 1.5247 | 13.8747 | 17.6436 | 0 | 0.20151 | 12.0327
1995-08-29 22:00 | 215.5892 | 221.6405 | 0 | 36.1405 | 60.2218 | 1.5428 | 13.8592 | 17.6505 | 0 | 0.20151 | 22.5858
1995-08-29 23:00 | 212.4591 | 219.3363 | 0 | 40.3405 | 60.2218 | 1.5429 | 13.3395 | 17.5784 | 0 | 0.20151 | 7.4629
1995-08-30 | 210.5716 | 221.3543 | 0 | 35.4417 | 61.3144 | 1.9535 | 37.4546 | 17.5765 | 0 | 1.8987 | 25.3473
1995-08-30 01:00 | 209.3133 | 224.492 | 0 | 29.264 | 61.3144 | 1.9534 | 21.2812 | 17.5231 | 0 | 1.8987 | 36.1707
1995-08-30 02:00 | 206.2415 | 227.4953 | 0 | 28.0254 | 61.3144 | 1.958 | 24.6982 | 17.5006 | 0 | 1.8987 | 33.264
1995-08-30 03:00 | 200.4272 | 230.918 | 0 | 24.0876 | 61.3144 | 1.5975 | 31.8045 | 17.4953 | 0 | 1.8987 | 12.8836
1995-08-30 04:00 | 198.0802 | 230.083 | 0.088908 | 24.5268 | 61.3144 | 1.5971 | 21.1625 | 17.5131 | 0 | 1.8987 | 31.8972
1995-08-30 05:00 | 192.9775 | 229.2849 | 10.5552 | 23.0653 | 61.3144 | 1.598 | 33.7234 | 17.5759 | 0 | 1.8987 | 12.3318
1995-08-30 06:00 | 183.9815 | 226.5993 | 75.6456 | 20.329 | 61.3144 | 1.5377 | 28.4345 | 17.6802 | 0 | 1.8015 | 7.528
1995-08-30 07:00 | 167.8705 | 219.4424 | 196.6598 | 21.3479 | 63.5158 | 1.5589 | 18.4349 | 17.8446 | 0 | 1.6168 | 10.6055
1995-08-30 08:00 | 151.1856 | 206.0166 | 320.217 | 17.2998 | 64.2676 | 1.5424 | 15.0414 | 17.8636 | 0 | 0.016806 | 0
1995-08-30 09:00 | 143.3707 | 191.5166 | 411.1408 | 13.6969 | 45.3939 | 1.5427 | 14.8482 | 17.9685 | 0 | 0.011692 | 0
1995-08-30 10:00 | 128.613 | 154.8233 | 457.3681 | 16.3612 | 51.7152 | 1.5433 | 15.021 | 17.8946 | 0 | 0.011692 | 0
1995-08-30 11:00 | 124.4344 | 146.3609 | 485.1579 | 15.7367 | 51.7573 | 1.5439 | 20.1668 | 17.8662 | 0 | 0.011692 | 0
1995-08-30 12:00 | 124.7239 | 138.5564 | 478.6465 | 17.9338 | 50.2084 | 1.5445 | 22.5962 | 17.9271 | 0 | 0.011692 | 1.215
1995-08-30 13:00 | 152.2274 | 138.7183 | 446.686 | 22.3396 | 42.8671 | 1.5446 | 23.0766 | 17.9705 | 0 | 0.011692 | 0
1995-08-30 14:00 | 159.394 | 147.1492 | 399.4111 | 13.2738 | 63.6204 | 1.5441 | 23.4473 | 17.9532 | 0 | 0.011692 | 0
1995-08-30 15:00 | 170.2649 | 147.4561 | 320.8711 | 20.0914 | 67.9912 | 1.5817 | 23.9238 | 17.9775 | 0 | 0.051302 | 1.233
1995-08-30 16:00 | 169.168 | 146.5882 | 215.1244 | 25.7446 | 72.2905 | 1.8492 | 39.8801 | 17.9891 | 0 | 0.22986 | 2.6251
1995-08-30 17:00 | 166.2669 | 146.3105 | 89.1719 | 37.3056 | 71.0736 | 2.0007 | 51.6085 | 18.0926 | 0 | 0.29866 | 16.3065
1995-08-30 18:00 | 163.4204 | 143.7384 | 10.24 | 44.9083 | 71.0293 | 1.9995 | 64.4196 | 18.0565 | 0 | 1.8987 | 55.1822
1995-08-30 19:00 | 167.1938 | 140.2699 | 0.00043728 | 40.955 | 70.2195 | 1.9872 | 70.1922 | 18.0815 | 0 | 1.8987 | 49.0628
1995-08-30 20:00 | 167.2284 | 140.0685 | 0 | 49.6831 | 72.8629 | 1.9894 | 60.6281 | 18.0649 | 0 | 1.8987 | 61.1164
1995-08-30 21:00 | 164.9367 | 139.7936 | 0 | 53.0658 | 73.9788 | 1.9867 | 60.4134 | 18.0298 | 0 | 1.8987 | 40.8253
1995-08-30 22:00 | 169.1122 | 145.9924 | 0 | 44.3067 | 70.3871 | 2.0076 | 74.2577 | 18.0204 | 0 | 1.8987 | 23.7268
1995-08-30 23:00 | 166.8619 | 139.9054 | 0 | 36.6431 | 68.7514 | 1.9875 | 68.2446 | 17.9189 | 0 | 1.8987 | 30.1838
1995-08-31 | 164.9642 | 131.6301 | 0 | 54.0307 | 67.8669 | 1.9874 | 66.3421 | 17.8555 | 0 | 2.0947 | 25.8064
1995-08-31 01:00 | 160.6277 | 122.9599 | 0 | 51.7927 | 65.5167 | 2.0099 | 68.8299 | 17.8522 | 0 | 2.0947 | 42.3862
1995-08-31 02:00 | 159.4568 | 119.1101 | 0 | 47.6036 | 64.8755 | 2.0098 | 67.077 | 17.8339 | 0 | 2.0947 | 46.198
1995-08-31 03:00 | 161.3354 | 119.8284 | 0 | 57.6241 | 65.9239 | 2.0261 | 64.6506 | 17.8249 | 0 | 2.0947 | 33.9067
1995-08-31 04:00 | 166.2489 | 126.1155 | 0.099994 | 47.3271 | 64.4808 | 2.0035 | 58.4724 | 17.8192 | 0 | 2.0947 | 27.0098
1995-08-31 05:00 | 170.5806 | 134.755 | 10.4514 | 45.173 | 63.8862 | 1.9823 | 62.6661 | 17.8783 | 0 | 2.0947 | 9.3209
1995-08-31 06:00 | 168.0521 | 139.7362 | 71.0497 | 37.1593 | 63.7901 | 1.9851 | 43.9592 | 18.0105 | 0 | 2.0348 | 0.72456
1995-08-31 07:00 | 154.6563 | 142.9359 | 191.1521 | 36.3505 | 66.9029 | 2.004 | 42.4363 | 18.0969 | 0 | 1.9353 | 1.9268
1995-08-31 08:00 | 147.9703 | 148.3212 | 310.7951 | 26.5327 | 66.4104 | 2.0064 | 30.7815 | 18.1201 | 0 | 0.011692 | 1.6868
1995-08-31 09:00 | 141.397 | 147.1854 | 402.4223 | 19.8265 | 41.1092 | 1.8894 | 26.8431 | 18.1106 | 0 | 0.011692 | 1.0742
1995-08-31 10:00 | 140.3295 | 125.3934 | 443.5811 | 17.5647 | 35.4237 | 1.8883 | 36.5389 | 18.0446 | 0 | 0.011692 | 0.27779
1995-08-31 11:00 | 147.2535 | 130.6276 | 462.429 | 24.6032 | 22.4364 | 1.8887 | 29.9377 | 18.0899 | 0 | 0.011692 | 0.066529
1995-08-31 12:00 | 150.9015 | 136.9946 | 467.9911 | 17.2819 | 28.8927 | 1.9071 | 29.7611 | 17.9808 | 0 | 0.011692 | 1.8932
1995-08-31 13:00 | 169.0298 | 147.0909 | 432.6985 | 15.9501 | 31.3335 | 1.9437 | 25.6991 | 18.0512 | 0 | 0.011692 | 0
1995-08-31 14:00 | 185.1329 | 161.401 | 377.5887 | 13.2362 | 37.8775 | 1.9615 | 22.829 | 18.0433 | 0 | 0.016806 | 0.14696
1995-08-31 15:00 | 194.1534 | 171.6365 | 307.8215 | 17.9923 | 50.8083 | 1.9539 | 24.6439 | 18.0468 | 0 | 0.016806 | 1.2642
1995-08-31 16:00 | 214.2587 | 184.1772 | 191.665 | 23.4459 | 60.7467 | 1.9383 | 32.0133 | 18.106 | 0 | 0.29893 | 6.3986
1995-08-31 17:00 | 215.0984 | 195.201 | 76.9208 | 24.3477 | 59.1238 | 1.9381 | 54.7313 | 18.1203 | 0 | 0.79893 | 8.5353
1995-08-31 18:00 | 217.7846 | 200.1304 | 9.5129 | 38.6474 | 59.1238 | 1.9377 | 56.6982 | 18.1049 | 0 | 1.941 | 22.5476
1995-08-31 19:00 | 223.8815 | 202.7336 | 0.0001167 | 32.5671 | 59.1238 | 1.9376 | 62.8644 | 18.1197 | 0 | 1.941 | 20.5794
1995-08-31 20:00 | 226.7453 | 206.1376 | 0 | 28.8646 | 59.1238 | 1.936 | 59.9288 | 18.1121 | 0 | 1.941 | 30.6006
1995-08-31 21:00 | 224.8041 | 205.9469 | 0 | 27.4624 | 59.1238 | 1.9229 | 56.7246 | 18.0972 | 0 | 1.941 | 18.5086
1995-08-31 22:00 | 225.7432 | 197.414 | 0 | 34.2931 | 60.2218 | 1.9227 | 60.7296 | 17.6148 | 0 | 1.941 | 16.4879
1995-08-31 23:00 | 221.1129 | 193.6045 | 0 | 32.0487 | 60.2218 | 1.9224 | 60.7898 | 17.3985 | 0 | 1.9401 | 16.7199
1995-09-01 | 223.4672 | 186.5301 | 0 | 34.0091 | 60.2218 | 1.922 | 95.2051 | 17.7965 | 0 | 3.1097 | 29.2789
1995-09-01 01:00 | 220.3278 | 184.3365 | 0 | 31.0727 | 60.2218 | 1.9217 | 95.5957 | 17.4471 | 0 | 2.9383 | 16.5709
1995-09-01 02:00 | 218.3542 | 185.7777 | 0 | 25.5418 | 60.2218 | 1.9212 | 91.9185 | 17.4045 | 0 | 3.2654 | 20.7615
1995-09-01 03:00 | 219.5287 | 189.5295 | 0 | 18.6312 | 60.2218 | 1.9204 | 93.5293 | 17.7798 | 0 | 1.8989 | 22.1001
1995-09-01 04:00 | 216.4586 | 193.5082 | 0.11183 | 23.3052 | 60.2218 | 1.9421 | 91.6541 | 17.2053 | 0 | 1.8989 | 12.8144
1995-09-01 05:00 | 211.7722 | 198.0794 | 6.9005 | 23.7187 | 60.2218 | 1.9636 | 90.9946 | 17.2795 | 0 | 1.8989 | 11.299
1995-09-01 06:00 | 203.0946 | 208.6279 | 59.1747 | 15.5675 | 60.2218 | 2.0064 | 51.7906 | 17.8968 | 0 | 1.8989 | 22.3244
1995-09-01 07:00 | 202.0844 | 208.188 | 172.3394 | 18.9962 | 64.6735 | 2.0059 | 30.1049 | 17.7618 | 0 | 2.7015 | 0.02879
1995-09-01 08:00 | 196.2412 | 207.3602 | 288.0179 | 19.7596 | 50.3955 | 1.6735 | 8.9934 | 17.6938 | 0 | 0.91681 | 0
1995-09-01 09:00 | 176.4015 | 196.4726 | 369.7579 | 19.5768 | 21.5639 | 1.8081 | 8.862 | 17.5372 | 0 | 0.91169 | 0
1995-09-01 10:00 | 183.2325 | 191.4404 | 409.6322 | 15.9954 | 18.7838 | 1.9882 | 9.0233 | 17.9401 | 0 | 1.1612 | 0
1995-09-01 11:00 | 188.4631 | 186.8557 | 422.6175 | 11.313 | 18.7838 | 1.9883 | 9.0096 | 17.6973 | 0 | 0.91169 | 0
1995-09-01 12:00 | 180.2665 | 189.128 | 425.0931 | 15.6491 | 20.2991 | 1.9884 | 8.9784 | 17.8946 | 0 | 1.5867 | 0
1995-09-01 13:00 | 180.6439 | 185.4478 | 403.3472 | 22.0491 | 20.529 | 2.1783 | 8.9362 | 17.9364 | 0 | 1.5867 | 0.32127
1995-09-01 14:00 | 187.7594 | 186.314 | 352.3401 | 14.5508 | 30.6556 | 2.1917 | 9.3118 | 17.9337 | 0 | 1.5867 | 0.81763
1995-09-01 15:00 | 195.366 | 183.9096 | 278.9671 | 15.6594 | 44.5759 | 2.1882 | 16.0644 | 17.9548 | 0 | 1.5867 | 1.2012
1995-09-01 16:00 | 199.1674 | 180.5443 | 182.9244 | 19.7617 | 74.4518 | 2.216 | 24.1906 | 18.0239 | 0 | 1.7765 | 1.5656
1995-09-01 17:00 | 194.6029 | 178.0529 | 72.2957 | 19.7312 | 71.806 | 2.6646 | 61.1454 | 18.0957 | 0 | 3.4737 | 5.4195
1995-09-01 18:00 | 184.9659 | 175.3248 | 8.707 | 21.0133 | 71.4714 | 2.6813 | 98.5898 | 18.0945 | 0 | 2.9947 | 13.742
1995-09-01 19:00 | 180.0177 | 165.3004 | 0 | 25.3929 | 71.4714 | 2.3665 | 111.1805 | 18.1007 | 0 | 2.0947 | 15.9383
1995-09-01 20:00 | 174.514 | 149.9858 | 0 | 26.5439 | 71.4714 | 2.3609 | 110.4075 | 18.096 | 0 | 2.9894 | 26.7748
1995-09-01 21:00 | 166.9586 | 132.8276 | 0 | 26.9899 | 71.4714 | 2.383 | 114.0548 | 18.0739 | 0 | 7.973 | 28.1421
1995-09-01 22:00 | 158.7746 | 113.6809 | 0 | 27.1713 | 71.4714 | 2.3621 | 113.2806 | 18.0226 | 0 | 7.973 | 35.7092
1995-09-01 23:00 | 149.4727 | 105.7864 | 0 | 29.8595 | 72.6694 | 2.3619 | 110.9098 | 17.968 | 0 | 7.9703 | 37.6321
1995-09-02 | 140.1884 | 99.7165 | 0 | 46.4539 | 71.4714 | 2.3395 | 84.0095 | 17.8881 | 0 | 2.0919 | 31.3711
1995-09-02 01:00 | 132.7456 | 93.7292 | 0 | 25.8254 | 71.4714 | 2.3393 | 85.419 | 17.8657 | 0 | 2.0919 | 35.2809
1995-09-02 02:00 | 125.8521 | 86.5869 | 0 | 37.2951 | 72.159 | 2.3168 | 81.504 | 17.8411 | 0 | 2.0919 | 27.7002
1995-09-02 03:00 | 117.3666 | 81.7542 | 0 | 27.5859 | 71.9448 | 2.3274 | 98.6836 | 17.8005 | 0 | 2.0919 | 21.9987
1995-09-02 04:00 | 107.7439 | 83.7705 | 0.10274 | 29.1447 | 70.5888 | 2.3266 | 85.209 | 17.8377 | 0 | 2.0919 | 29.3826
1995-09-02 05:00 | 99.6903 | 86.642 | 8.4194 | 39.2704 | 70.5699 | 2.3256 | 103.6426 | 17.9096 | 0 | 2.0919 | 8.0933
1995-09-02 06:00 | 93.4184 | 88.6672 | 59.3221 | 43.6503 | 70.8468 | 2.3251 | 70.1304 | 17.9243 | 0 | 2.0919 | 11.8379
1995-09-02 07:00 | 82.8461 | 92.0213 | 169.5537 | 17.3272 | 70.5699 | 2.3245 | 57.8272 | 17.9894 | 0 | 1.9654 | 0
1995-09-02 08:00 | 75.9259 | 91.6966 | 280.8088 | 18.4245 | 70.5699 | 2.2857 | 48.2194 | 17.9676 | 0 | 0.33023 | 0.01222
1995-09-02 09:00 | 71.1416 | 87.6193 | 365.9624 | 13.4115 | 70.5699 | 2.2862 | 45.6596 | 18.0519 | 0 | 0.33023 | 0
1995-09-02 10:00 | 65.2868 | 87.6093 | 413.5275 | 14.8695 | 59.489 | 2.2866 | 48.851 | 17.9742 | 0 | 0.33023 | 0.53404
1995-09-02 11:00 | 68.4479 | 81.5152 | 429.9555 | 16.1737 | 58.8694 | 2.2873 | 50.6561 | 17.9258 | 0 | 0.33023 | 0.4575
1995-09-02 12:00 | 72.3344 | 82.5642 | 415.7822 | 16.5585 | 63.2626 | 2.3102 | 50.764 | 17.9018 | 0 | 0.33023 | 1.0894
1995-09-02 13:00 | 74.5617 | 81.5296 | 389.797 | 12.2692 | 77.5442 | 2.3104 | 50.8803 | 17.9047 | 0 | 0.33023 | 1.2043
1995-09-02 14:00 | 85.0488 | 78.7757 | 340.5044 | 19.8686 | 78.029 | 2.2942 | 50.9552 | 17.9011 | 0 | 0.33023 | 1.8303
1995-09-02 15:00 | 93.2874 | 80.7974 | 271.8175 | 20.3071 | 77.332 | 2.2945 | 54.3167 | 17.8972 | 0 | 0.3948 | 1.3644
1995-09-02 16:00 | 102.3911 | 89.098 | 174.0278 | 20.5343 | 77.6698 | 2.2999 | 69.8022 | 18.0226 | 0 | 0.49194 | 1.5131
1995-09-02 17:00 | 110.8616 | 91.3172 | 74.2593 | 26.083 | 79.6761 | 2.3039 | 90.5363 | 18.0425 | 0 | 2.134 | 7.5571
1995-09-02 18:00 | 115.9468 | 88.8575 | 8.6606 | 35.6367 | 81.1274 | 2.3041 | 90.3961 | 18.0598 | 0 | 2.0922 | 40.0559
1995-09-02 19:00 | 120.3539 | 88.2539 | 5.1789e-05 | 18.348 | 80.3075 | 2.3005 | 98.948 | 18.0654 | 0 | 2.1343 | 32.6439
1995-09-02 20:00 | 122.2131 | 88.8003 | 0 | 38.2944 | 78.8202 | 2.3217 | 92.8907 | 18.075 | 0 | 2.1343 | 34.2091
1995-09-02 21:00 | 122.8888 | 91.7142 | 0 | 46.1946 | 76.7744 | 2.2981 | 96.963 | 18.0326 | 0 | 2.1343 | 15.22
1995-09-02 22:00 | 127.8611 | 108.7149 | 0 | 27.2975 | 72.5408 | 2.28 | 90.367 | 17.9853 | 0 | 2.0922 | 15.4962
1995-09-02 23:00 | 126.5636 | 107.827 | 0 | 22.9061 | 72.6269 | 2.2593 | 96.0939 | 17.9339 | 0 | 2.1223 | 6.5052
1995-09-03 | 125.847 | 110.6823 | 0 | 48.2054 | 73.1554 | 2.2827 | 64.2589 | 17.8635 | 0 | 2.1361 | 33.5172
1995-09-03 01:00 | 128.3016 | 109.0329 | 0 | 42.5417 | 70.8724 | 2.2833 | 62.2543 | 17.7966 | 0 | 2.1361 | 53.6387
1995-09-03 02:00 | 127.9908 | 106.8194 | 0 | 51.594 | 65.2682 | 2.2859 | 68.8315 | 17.7657 | 0 | 2.1361 | 37.0342
1995-09-03 03:00 | 129.2396 | 103.9331 | 0 | 49.8764 | 63.2554 | 2.2858 | 63.9961 | 17.7513 | 0 | 2.1361 | 18.8535
1995-09-03 04:00 | 130.4685 | 104.0429 | 0.098677 | 35.8989 | 63.2554 | 2.2855 | 66.1148 | 17.77 | 0 | 2.1361 | 27.0729
1995-09-03 05:00 | 132.4613 | 105.5074 | 9.0867 | 45.2694 | 63.2554 | 2.2882 | 64.2418 | 17.8626 | 0 | 2.1361 | 27.6873
1995-09-03 06:00 | 132.7263 | 106.6216 | 63.9403 | 57.6438 | 63.3199 | 2.2955 | 60.7594 | 17.9816 | 0 | 2.0949 | 39.6988
1995-09-03 07:00 | 125.8276 | 107.0838 | 179.3346 | 32.6835 | 63.2554 | 2.2996 | 51.2157 | 18.0744 | 0 | 2.0663 | 3.2175
1995-09-03 08:00 | 123.8022 | 106.0541 | 307.2578 | 18.9433 | 65.5 | 2.2998 | 25.4005 | 18.0967 | 0 | 0.70151 | 0
1995-09-03 09:00 | 117.6029 | 104.6246 | 404.2157 | 12.2081 | 66.2671 | 2.3192 | 24.9356 | 18.0337 | 0 | 0.70151 | 0
1995-09-03 10:00 | 119.915 | 106.2066 | 454.3929 | 16.6574 | 65.0952 | 2.2814 | 24.4791 | 18.0449 | 0 | 0.70151 | 0
1995-09-03 11:00 | 133.182 | 107.8062 | 477.6297 | 12.0566 | 64.8902 | 2.1731 | 24.7271 | 18.0469 | 0 | 0.70151 | 0
1995-09-03 12:00 | 138.2678 | 109.8232 | 477.9499 | 15.8731 | 64.9592 | 2.1743 | 24.44 | 17.9365 | 0 | 0.70151 | 0
1995-09-03 13:00 | 151.2258 | 114.3078 | 451.2641 | 19.0048 | 65.3272 | 2.1753 | 24.1342 | 18.0402 | 0 | 0.70151 | 0
1995-09-03 14:00 | 168.3354 | 123.5184 | 390.8973 | 18.9501 | 65.2039 | 2.1745 | 24.3232 | 18.0268 | 0 | 0.70151 | 0
1995-09-03 15:00 | 190.1027 | 135.257 | 295.4068 | 20.9742 | 63.2554 | 2.1666 | 26.3934 | 17.9737 | 0 | 0.70151 | 0
1995-09-03 16:00 | 198.6078 | 149.5309 | 192.0083 | 18.7012 | 63.7015 | 2.1468 | 29.9033 | 17.9984 | 0 | 0.74361 | 1.8002
1995-09-03 17:00 | 211.4649 | 157.4677 | 77.5553 | 31.4455 | 63.7015 | 2.2027 | 47.5937 | 17.9884 | 0 | 1.037 | 17.0453
1995-09-03 18:00 | 213.5918 | 157.5128 | 8.0012 | 50.7649 | 67.4277 | 2.2021 | 63.3328 | 18.0074 | 0 | 2.137 | 39.2906
1995-09-03 19:00 | 213.5148 | 158.1638 | 0 | 48.5849 | 74.1977 | 2.2016 | 56.5313 | 18.1015 | 0 | 2.137 | 37.8395
1995-09-03 20:00 | 211.9303 | 152.1225 | 0 | 41.2777 | 68.1086 | 2.1974 | 57.4462 | 18.1054 | 0 | 2.137 | 19.1677
1995-09-03 21:00 | 214.5428 | 148.0721 | 0 | 44.9624 | 74.3867 | 2.1764 | 46.0728 | 18.0448 | 0 | 2.137 | 16.669
1995-09-03 22:00 | 216.8392 | 138.6157 | 0 | 49.6803 | 74.6995 | 2.1884 | 47.0224 | 18.0001 | 0 | 2.137 | 28.572
1995-09-03 23:00 | 221.6037 | 142.5099 | 0 | 26.1992 | 74.6995 | 2.1478 | 40.1686 | 17.8961 | 0 | 1.9398 | 11.8628
1995-09-04 | 221.7321 | 149.025 | 0 | 31.8704 | 82.6715 | 2.3263 | 87.9837 | 17.746 | 0 | 2.1261 | 5.0674
1995-09-04 01:00 | 222.3641 | 159.0574 | 0 | 17.2649 | 82.6715 | 2.8422 | 80.9102 | 17.6745 | 0 | 1.8987 | 2.2545
1995-09-04 02:00 | 222.0184 | 169.2351 | 0 | 19.7858 | 82.6715 | 2.6914 | 81.1397 | 17.639 | 0 | 1.8987 | 0
1995-09-04 03:00 | 220.1792 | 176.4036 | 0 | 18.554 | 82.6715 | 2.6575 | 79.4879 | 17.6534 | 0 | 1.8987 | 0.1408
1995-09-04 04:00 | 218.5648 | 183.8088 | 0.082404 | 11.4043 | 82.6715 | 2.6569 | 77.5655 | 17.6859 | 0 | 1.8987 | 0.46183
1995-09-04 05:00 | 215.1621 | 183.4318 | 7.3656 | 20.3428 | 82.6715 | 2.6564 | 78.1655 | 17.7465 | 0 | 1.8989 | 0.84965
1995-09-04 06:00 | 211.9673 | 181.4707 | 57.9148 | 21.5369 | 82.6715 | 2.7857 | 90.4827 | 17.8298 | 0 | 2.0949 | 0.80908
1995-09-04 07:00 | 204.8382 | 179.1194 | 170.9366 | 20.2225 | 82.6715 | 2.7858 | 90.2178 | 17.8494 | 0 | 2.0949 | 0.15971
1995-09-04 08:00 | 197.3545 | 174.5083 | 287.425 | 16.0576 | 82.6715 | 2.7486 | 71.5385 | 17.8684 | 0 | 2.0947 | 0.25245
1995-09-04 09:00 | 188.4567 | 167.2683 | 380.0114 | 16.7509 | 82.6715 | 2.7322 | 71.0905 | 17.8331 | 0 | 2.0947 | 0.17856
1995-09-04 10:00 | 184.4732 | 188.286 | 431.4471 | 13.6273 | 82.6715 | 2.5965 | 71.5612 | 17.7745 | 0 | 2.0947 | 0.17856
1995-09-04 11:00 | 193.5691 | 181.0185 | 442.295 | 14.4843 | 82.6715 | 2.5745 | 70.4469 | 17.8012 | 0 | 2.0947 | 0
1995-09-04 12:00 | 207.9791 | 168.5598 | 429.6328 | 18.6047 | 82.6715 | 2.5298 | 71.0392 | 17.7956 | 0 | 2.0947 | 0
1995-09-04 13:00 | 209.2601 | 161.5007 | 411.1011 | 19.1547 | 82.6715 | 2.5305 | 72.6202 | 17.7827 | 0 | 2.0947 | 0
1995-09-04 14:00 | 212.625 | 160.9821 | 365.2661 | 26.0375 | 82.6715 | 2.5475 | 74.2277 | 17.7904 | 0 | 2.0947 | 0
1995-09-04 15:00 | 217.0291 | 158.8906 | 285.3328 | 14.7615 | 82.6715 | 2.5055 | 73.9883 | 17.8334 | 0 | 2.0947 | 0
1995-09-04 16:00 | 231.8495 | 152.2182 | 170.5912 | 20.8671 | 82.6715 | 2.534 | 75.9006 | 17.8739 | 0 | 2.137 | 1.7336
1995-09-04 17:00 | 238.4837 | 147.3398 | 60.9465 | 22.681 | 82.6715 | 2.5338 | 82.8252 | 17.923 | 0 | 2.137 | 6.9467
1995-09-04 18:00 | 235.2774 | 144.3398 | 7.5488 | 30.4556 | 82.6715 | 2.513 | 91.3071 | 17.8919 | 0 | 2.137 | 15.1024
1995-09-04 19:00 | 233.7698 | 139.8795 | 0 | 19.9595 | 82.6715 | 2.5084 | 90.8368 | 17.9334 | 0 | 2.137 | 29.8069
1995-09-04 20:00 | 230.219 | 131.5011 | 0 | 38.3023 | 82.6715 | 2.5093 | 91.2857 | 17.9517 | 0 | 2.137 | 9.8109
1995-09-04 21:00 | 226.3302 | 121.7832 | 0 | 36.7659 | 82.6715 | 2.5661 | 92.509 | 17.9307 | 0 | 2.137 | 25.3592
1995-09-04 22:00 | 229.2554 | 108.2895 | 0 | 45.0919 | 82.6715 | 2.5666 | 91.1289 | 17.9608 | 0 | 2.137 | 14.0432
1995-09-04 23:00 | 219.6277 | 101.8444 | 0 | 28.0967 | 82.6715 | 2.5837 | 92.0239 | 17.8746 | 0 | 2.1361 | 23.6029
1995-09-05 | 210.459 | 101.0828 | 0 | 41.4935 | 82.6715 | 2.5448 | 93.4594 | 17.7626 | 0 | 13.1045 | 10.7297
1995-09-05 01:00 | 203.1251 | 97.7257 | 0 | 35.7913 | 82.6715 | 2.5239 | 97.2878 | 17.7319 | 0 | 13.1627 | 3.1055
1995-09-05 02:00 | 197.5419 | 94.6655 | 0 | 24.9074 | 82.6715 | 2.5238 | 98.0038 | 17.7424 | 0 | 13.1627 | 18.1117
1995-09-05 03:00 | 190.9733 | 87.1914 | 0 | 30.4948 | 82.6715 | 2.8296 | 98.6032 | 17.735 | 0 | 13.5452 | 3.3533
1995-09-05 04:00 | 186.668 | 83.2371 | 0.073342 | 23.073 | 82.6715 | 2.8775 | 101.0282 | 17.7536 | 0 | 13.5363 | 5.9632
1995-09-05 05:00 | 178.6131 | 73.4443 | 8.3003 | 26.8031 | 82.6715 | 2.877 | 102.8321 | 17.798 | 0 | 17.6163 | 7.2123
1995-09-05 06:00 | 170.1138 | 69.319 | 67.3726 | 25.1011 | 82.6715 | 2.8755 | 103.3211 | 17.8317 | 0 | 14.9087 | 0.84544
1995-09-05 07:00 | 151.7375 | 72.9362 | 175.7076 | 22.8873 | 82.6715 | 3.6304 | 106.0312 | 17.813 | 0 | 6.0935 | 0.034173
1995-09-05 08:00 | 137.2024 | 83.2534 | 302.0689 | 20.7219 | 82.6715 | 2.9191 | 49.6459 | 17.7617 | 0 | 3.734 | 0
1995-09-05 09:00 | 127.7177 | 94.8951 | 392.4009 | 16.4097 | 82.6715 | 2.9118 | 42.377 | 17.7231 | 0 | 2.3544 | 0
1995-09-05 10:00 | 106.8279 | 93.9541 | 434.3999 | 12.3645 | 76.4419 | 3.0708 | 43.7883 | 17.7288 | 0 | 2.9387 | 0
1995-09-05 11:00 | 108.7054 | 104.9922 | 448.3979 | 23.3963 | 70.3556 | 3.0933 | 43.7477 | 17.6866 | 0 | 3.0358 | 0
1995-09-05 12:00 | 110.5149 | 107.8358 | 436.1064 | 14.4737 | 71.8404 | 3.212 | 43.4471 | 17.7021 | 0 | 4.6695 | 0
1995-09-05 13:00 | 109.1069 | 111.2744 | 404.4978 | 17.6761 | 67.3838 | 3.2263 | 43.0992 | 17.5884 | 0 | 6.6857 | 0
1995-09-05 14:00 | 119.8032 | 115.6928 | 334.3503 | 15.5208 | 76.1351 | 3.1002 | 49.3876 | 17.623 | 0 | 9.6316 | 0
1995-09-05 15:00 | 121.4647 | 114.9361 | 242.2766 | 20.0801 | 82.6715 | 3.868 | 84.9946 | 17.6927 | 0 | 13.5551 | 0.014481
1995-09-05 16:00 | 114.3251 | 109.5914 | 144.3843 | 22.412 | 82.6715 | 3.8673 | 94.3669 | 17.7288 | 0 | 17.2481 | 3.5638
1995-09-05 17:00 | 109.1233 | 100.4727 | 53.1326 | 28.7168 | 82.6715 | 3.874 | 102.8138 | 17.7775 | 0 | 21.5393 | 24.4064
1995-09-05 18:00 | 108.2407 | 89.2322 | 5.2939 | 33.1805 | 82.6715 | 3.8918 | 106.3057 | 17.8784 | 0 | 23.5262 | 52.5194
1995-09-05 19:00 | 106.4333 | 79.3692 | 0 | 33.9337 | 82.6715 | 3.8942 | 112.4158 | 17.8907 | 0 | 16.7485 | 53.9128
1995-09-05 20:00 | 104.9022 | 78.7224 | 0 | 41.75 | 82.6715 | 3.8749 | 108.3692 | 17.9491 | 0 | 18.4536 | 41.6198
1995-09-05 21:00 | 103.9381 | 73.769 | 0 | 36.1259 | 82.6715 | 3.8605 | 133.9975 | 17.8817 | 0 | 15.9501 | 35.6596
1995-09-05 22:00 | 110.4584 | 73.3677 | 0 | 32.5223 | 82.6715 | 3.8631 | 127.7373 | 17.8896 | 0 | 15.1736 | 31.2731
1995-09-05 23:00 | 105.2105 | 84.4848 | 0 | 35.7017 | 82.6715 | 3.8556 | 123.6213 | 17.8529 | 0 | 16.6466 | 10.7924
1995-09-06 | 102.751 | 89.8865 | 0 | 50.2287 | 82.6715 | 3.1174 | 71.8928 | 17.7787 | 0 | 2.0936 | 22.8634
1995-09-06 01:00 | 102.3634 | 90.7446 | 0 | 62.7803 | 82.6715 | 3.1381 | 71.809 | 17.7297 | 0 | 2.0936 | 18.0295
1995-09-06 02:00 | 102.9344 | 92.5854 | 0 | 43.5639 | 82.6715 | 3.1378 | 63.616 | 17.7081 | 0 | 2.0936 | 16.1372
1995-09-06 03:00 | 105.9492 | 92.3683 | 0 | 34.4572 | 82.6715 | 3.1865 | 69.3068 | 17.7339 | 0 | 2.0936 | 0.54442
1995-09-06 04:00 | 108.0078 | 94.8629 | 0.071015 | 36.681 | 82.6715 | 3.1948 | 70.4585 | 17.73 | 0 | 2.0936 | 10.1437
1995-09-06 05:00 | 109.8062 | 99.8859 | 7.0439 | 22.5796 | 82.6715 | 3.1795 | 67.4542 | 17.8469 | 0 | 2.0936 | 3.2098
1995-09-06 06:00 | 111.8883 | 109.3672 | 65.3533 | 26.6396 | 82.6715 | 3.2059 | 49.702 | 18.0308 | 0 | 2.0936 | 4.7403
1995-09-06 07:00 | 110.1661 | 119.2972 | 187.7825 | 24.2731 | 82.6715 | 3.1832 | 40.3018 | 18.1736 | 0 | 1.5524 | 1.2568
1995-09-06 08:00 | 106.29 | 121.5103 | 307.2569 | 20.5607 | 52.2406 | 2.8952 | 30.0265 | 17.4416 | 0 | 1.259 | 2.1032
1995-09-06 09:00 | 87.9241 | 121.7645 | 416.1866 | 17.8823 | 32.1635 | 2.8955 | 29.2195 | 17.1508 | 0 | 1.259 | 0.79356
1995-09-06 10:00 | 89.5334 | 135.2545 | 461.8592 | 15.4078 | 32.1635 | 2.8909 | 22.2891 | 17.6851 | 0 | 1.259 | 1.8736
1995-09-06 11:00 | 88.3005 | 136.3164 | 451.8101 | 17.2198 | 32.1635 | 2.8923 | 16.8548 | 16.3762 | 0 | 1.259 | 0.506
1995-09-06 12:00 | 99.5499 | 136.6155 | 440.9062 | 19.2325 | 32.1635 | 2.8924 | 22.3869 | 17.3396 | 0 | 1.259 | 0.33374
1995-09-06 13:00 | 115.1167 | 124.6642 | 388.4102 | 14.4428 | 32.1635 | 2.892 | 25.2732 | 17.0672 | 0 | 1.259 | 1.0323
1995-09-06 14:00 | 114.3761 | 128.6265 | 341.1535 | 21.2281 | 32.1635 | 2.9074 | 27.6692 | 17.0615 | 0 | 1.259 | 1.0503
1995-09-06 15:00 | 129.2455 | 128.7962 | 250.1077 | 21.108 | 32.1635 | 2.929 | 49.5896 | 16.4414 | 0 | 1.5522 | 3.1268
1995-09-06 16:00 | 134.1124 | 126.6293 | 149.9195 | 32.6695 | 46.2713 | 2.9282 | 59.2366 | 17.129 | 0 | 1.5522 | 14.5212
1995-09-06 17:00 | 145.0028 | 129.1294 | 49.8551 | 30.083 | 61.277 | 2.9279 | 69.0874 | 17.5278 | 0 | 1.5942 | 40.9998
1995-09-06 18:00 | 147.2285 | 132.5642 | 3.8094 | 32.7992 | 55.3486 | 2.9273 | 72.4821 | 18.2115 | 0 | 1.5945 | 51.1169
1995-09-06 19:00 | 155.8252 | 138.1923 | 0 | 48.2818 | 33.3525 | 2.9226 | 74.0496 | 17.5617 | 0 | 1.5945 | 50.5286
1995-09-06 20:00 | 165.0339 | 145.6493 | 0 | 41.728 | 34.8417 | 2.9232 | 73.5873 | 17.6083 | 0 | 1.5945 | 42.0022
1995-09-06 21:00 | 177.7814 | 157.5566 | 0 | 34.978 | 36.9043 | 2.9403 | 73.2732 | 17.5174 | 0 | 1.5945 | 22.8793
1995-09-06 22:00 | 199.2559 | 175.8102 | 0 | 32.8927 | 33.3525 | 2.9193 | 73.5776 | 17.4923 | 0 | 1.5945 | 4.6699
1995-09-06 23:00 | 206.7894 | 185.458 | 0 | 20.9269 | 33.3525 | 2.9188 | 63.1706 | 17.4092 | 0 | 1.5936 | 2.0326
1995-09-07 | 211.9936 | 183.9642 | 0 | 30.8814 | 33.3525 | 2.9186 | 33.3991 | 18.0086 | 0 | 1.2111 | 3.1166
1995-09-07 01:00 | 215.8778 | 184.6261 | 0 | 29.7318 | 33.3525 | 2.9185 | 23.5809 | 17.959 | 0 | 1.2111 | 9.3545
1995-09-07 02:00 | 220.9446 | 186.8871 | 0 | 25.3033 | 33.3525 | 2.9281 | 24.662 | 17.817 | 0 | 1.2111 | 13.0691
1995-09-07 03:00 | 228.3598 | 192.1479 | 0 | 24.2626 | 33.3525 | 2.9277 | 27.4847 | 17.8152 | 0 | 1.2111 | 3.796
1995-09-07 04:00 | 233.3616 | 200.682 | 0.059239 | 18.538 | 33.3525 | 2.9271 | 23.8136 | 17.8499 | 0 | 1.0151 | 9.9746
1995-09-07 05:00 | 240.6455 | 211.5097 | 8.0303 | 21.7144 | 33.3525 | 2.5994 | 22.3473 | 17.5143 | 0 | 1.0151 | 5.5589
1995-09-07 06:00 | 245.6985 | 222.6075 | 62.1792 | 16.2947 | 33.3525 | 2.8123 | 20.266 | 17.3427 | 0 | 1.0151 | 0
1995-09-07 07:00 | 239.7371 | 228.2721 | 155.4564 | 16.6279 | 32.7453 | 2.7569 | 13.7371 | 16.8907 | 0 | 0.91861 | 1.0914
1995-09-07 08:00 | 195.0569 | 221.6604 | 265.2156 | 28.4881 | 30.0749 | 2.7669 | 11.4902 | 17.9566 | 0 | 0.87651 | 0
1995-09-07 09:00 | 175.0688 | 219.6319 | 328.3264 | 16.5502 | 30.0749 | 2.7673 | 11.441 | 17.9389 | 0 | 0.87651 | 0
1995-09-07 10:00 | 212.685 | 205.4296 | 368.6811 | 16.9872 | 30.0749 | 2.7676 | 8.6097 | 15.82 | 0 | 0.87651 | 0
1995-09-07 11:00 | 195.8983 | 211.6012 | 392.2329 | 15.8912 | 30.0749 | 2.8015 | 9.3097 | 14.8197 | 0 | 0.87651 | 0
1995-09-07 12:00 | 198.6756 | 211.1127 | 382.7556 | 11.7099 | 30.0749 | 1.1083 | 12.0524 | 16.9399 | 0 | 0.87651 | 0
1995-09-07 13:00 | 223.2296 | 194.4347 | 341.7887 | 10.1019 | 30.0749 | 1.1083 | 9.6618 | 14.8505 | 0 | 0.87651 | 0
1995-09-07 14:00 | 209.6471 | 216.437 | 286.695 | 27.5244 | 30.0749 | 1.1083 | 12.2925 | 16.0193 | 0 | 0.87651 | 0.092676
1995-09-07 15:00 | 253.4212 | 229.9899 | 203.9586 | 17.087 | 30.4904 | 2.782 | 13.9521 | 15.1089 | 0 | 0.97366 | 4.1973
1995-09-07 16:00 | 247.3568 | 234.6309 | 132.1179 | 14.4274 | 32.0778 | 2.7808 | 20.8657 | 17.9382 | 0 | 1.0157 | 15.8288
1995-09-07 17:00 | 300.1033 | 222.2914 | 47.452 | 17.3679 | 31.7818 | 2.2944 | 22.0061 | 16.5027 | 0 | 1.0157 | 19.6601
1995-09-07 18:00 | 312.5135 | 241.0845 | 4.728 | 17.4858 | 30.9595 | 2.4315 | 22.9355 | 18.1581 | 0 | 0.50498 | 26.2924
1995-09-07 19:00 | 313.092 | 241.7614 | 0 | 26.6526 | 30.8575 | 1.9531 | 20.7765 | 18.1891 | 0 | 0.34075 | 15.4969
1995-09-07 20:00 | 304.7242 | 245.375 | 0 | 18.1918 | 31.1362 | 1.9498 | 20.1305 | 17.946 | 0 | 0.34075 | 39.481
1995-09-07 21:00 | 304.191 | 245.3295 | 0 | 25.5435 | 30.9663 | 1.9462 | 23.3389 | 17.9067 | 0 | 0.34075 | 14.5192
1995-09-07 22:00 | 299.55 | 239.5506 | 0 | 30.8569 | 30.4203 | 1.9475 | 22.1977 | 17.8218 | 0 | 0.34075 | 7.4495
1995-09-07 23:00 | 295.4189 | 253.6112 | 0 | 18.8859 | 30.8557 | 1.9477 | 19.2136 | 17.7369 | 0 | 0.34855 | 13.57
1995-09-08 | 291.2785 | 256.0732 | 0 | 30.6129 | 28.9638 | 1.7234 | 22.5074 | 17.6826 | 0 | 0.34703 | 10.3832
1995-09-08 01:00 | 281.6575 | 259.7748 | 0 | 22.9997 | 28.1824 | 1.7237 | 21.5954 | 17.6559 | 0 | 0.34229 | 16.2342
1995-09-08 02:00 | 274.4201 | 255.0776 | 0 | 22.5192 | 26.6634 | 1.7238 | 23.9008 | 17.618 | 0 | 0.34218 | 16.5245
1995-09-08 03:00 | 271.0237 | 255.7689 | 0 | 19.928 | 25.1008 | 1.7238 | 16.2816 | 17.674 | 0 | 0.34688 | 24.9089
1995-09-08 04:00 | 261.685 | 252.9137 | 0.060568 | 26.8502 | 24.1802 | 1.7236 | 19.1462 | 17.5929 | 0 | 0.34386 | 7.8923
1995-09-08 05:00 | 267.227 | 256.2042 | 7.2315 | 16.4824 | 21.0803 | 1.7233 | 15.6965 | 17.722 | 0 | 0.34327 | 13.2942
1995-09-08 06:00 | 263.2977 | 250.52 | 49.0756 | 23.9812 | 20.4626 | 0.052253 | 8.4635 | 15.1447 | 0 | 0.24437 | 12.4883
1995-09-08 07:00 | 255.2719 | 248.4651 | 145.9484 | 19.8203 | 21.111 | 1.7024 | 7.4945 | 18.0949 | 0 | 0.02684 | 12.366
1995-09-08 08:00 | 231.5032 | 236.9468 | 251.4416 | 13.3311 | 22.7381 | 0.19577 | 6.887 | 17.0621 | 0 | 0.027053 | 1.3072
1995-09-08 09:00 | 190.485 | 234.4443 | 309.7834 | 28.3662 | 21.1148 | 0.052253 | 6.561 | 17.9086 | 0 | 0.024534 | 0.58076
1995-09-08 10:00 | 163.1899 | 230.2773 | 364.8178 | 23.2497 | 20.1749 | 0.052253 | 6.3408 | 12.249 | 0 | 0.027144 | 0.54396
1995-09-08 11:00 | 184.1742 | 219.0232 | 371.4877 | 13.5949 | 20.1749 | 0.052253 | 6.0607 | 12.3154 | 0 | 0.017499 | 1.3135
1995-09-08 12:00 | 189.8333 | 228.3666 | 362.8616 | 13.7285 | 20.1749 | 0.70137 | 6.335 | 17.6933 | 0 | 0.023725 | 0.20414
1995-09-08 13:00 | 184.5667 | 227.9659 | 344.3009 | 16.5147 | 20.1749 | 0.052253 | 6.2578 | 11.9503 | 0 | 0.025556 | 1.7485
1995-09-08 14:00 | 192.139 | 235.8237 | 301.9466 | 23.5815 | 20.1749 | 1.6644 | 7.1724 | 17.7516 | 0 | 0.017591 | 3.0747
1995-09-08 15:00 | 220.75 | 227.8675 | 228.2593 | 16.2491 | 20.1749 | 0.052253 | 13.476 | 16.5439 | 0 | 0.021619 | 13.6689
1995-09-08 16:00 | 233.1808 | 230.421 | 146.1382 | 21.8111 | 20.1749 | 1.6465 | 22.7545 | 16.7592 | 0 | 0.34759 | 22.472
1995-09-08 17:00 | 246.0179 | 234.8839 | 56.0449 | 20.0294 | 20.1749 | 1.6446 | 27.6661 | 18.1056 | 0 | 0.34367 | 32.4568
1995-09-08 18:00 | 245.3774 | 237.769 | 5.6308 | 24.8069 | 20.1749 | 1.6545 | 30.4415 | 18.1743 | 0 | 1.946 | 43.6402
1995-09-08 19:00 | 244.6295 | 236.9565 | 0 | 31.1516 | 18.4953 | 1.6643 | 30.6863 | 18.181 | 0 | 1.9494 | 29.5251
1995-09-08 20:00 | 240.9105 | 234.7782 | 0 | 23.9923 | 19.0288 | 1.6545 | 37.6871 | 18.1465 | 0 | 1.9498 | 49.5728
1995-09-08 21:00 | 234.9546 | 232.8184 | 0 | 28.0771 | 25.3522 | 1.6565 | 45.5984 | 18.1131 | 0 | 1.9501 | 37.3223
1995-09-08 22:00 | 229.3583 | 240.5633 | 0 | 36.9648 | 19.2224 | 1.6653 | 39.6851 | 18.1167 | 0 | 1.9456 | 12.8816
1995-09-08 23:00 | 227.1454 | 245.0238 | 0 | 24.9274 | 26.1141 | 1.6653 | 42.1498 | 18.0389 | 0 | 1.9456 | 23.8455
1995-09-09 | 228.924 | 247.5431 | 0 | 36.0632 | 37.1302 | 2.1705 | 9.579 | 17.9757 | 0 | 0.85745 | 30.223
1995-09-09 01:00 | 228.4894 | 247.7852 | 0 | 52.4871 | 20.8247 | 2.1705 | 9.5417 | 18.0099 | 0 | 0.74963 | 23.1014
1995-09-09 02:00 | 232.4926 | 250.1506 | 0 | 35.4919 | 35.9919 | 1.6985 | 9.4056 | 17.9492 | 0 | 0.1777 | 26.0346
1995-09-09 03:00 | 237.0592 | 249.0333 | 0 | 42.2081 | 26.9382 | 0.085582 | 9.0636 | 16.7279 | 0 | 0.1823 | 14.8927
1995-09-09 04:00 | 227.4371 | 254.3583 | 0.055806 | 36.4255 | 20.0101 | 0.085582 | 9.6001 | 15.9573 | 0 | 0.17934 | 11.7337
1995-09-09 05:00 | 241.3972 | 258.6091 | 5.1059 | 42.5292 | 17.5645 | 1.7129 | 9.5448 | 17.9773 | 0 | 0.13423 | 10.0554
1995-09-09 06:00 | 227.6523 | 242.8445 | 43.5914 | 32.8709 | 30.0508 | 0.052253 | 7.0775 | 11.731 | 0 | 0.021647 | 1.4954
1995-09-09 07:00 | 223.34 | 251.1331 | 150.3891 | 15.345 | 21.0764 | 0.052253 | 7.1269 | 17.9708 | 0 | 0.026028 | 0.28055
1995-09-09 08:00 | 217.9421 | 235.1084 | 241.2131 | 15.6568 | 21.0764 | 1.6793 | 5.9786 | 16.6686 | 0 | 0.026236 | 0
1995-09-09 09:00 | 164.7857 | 220.1786 | 320.401 | 19.0184 | 21.0764 | 0.52425 | 5.9623 | 11.6438 | 0 | 0.45173 | 0
1995-09-09 10:00 | 175.31 | 200.9237 | 353.761 | 14.7965 | 24.4934 | 1.113 | 3.3407 | 10.7628 | 0 | 0.70133 | 0
1995-09-09 11:00 | 184.7866 | 202.4258 | 370.8999 | 10.7033 | 26.7988 | 0.52425 | 6.5112 | 11.9968 | 0 | 0.6919 | 0
1995-09-09 12:00 | 155.1694 | 201.8658 | 374.9679 | 17.9061 | 29.2341 | 0.52425 | 3.1291 | 9.4001 | 0 | 0.69798 | 0
1995-09-09 13:00 | 186.7316 | 185.523 | 386.0727 | 16.3669 | 30.6835 | 0.53553 | 3.3541 | 14.9445 | 0 | 0.69977 | 0
1995-09-09 14:00 | 195.3819 | 195.343 | 362.5483 | 12.9283 | 30.9764 | 0.53553 | 7.1486 | 17.2042 | 0 | 0.69199 | 0.012024
1995-09-09 15:00 | 216.1785 | 183.3454 | 290.8737 | 20.5283 | 30.9764 | 0.5522 | 9.3703 | 12.0153 | 0 | 0.69593 | 0.08782
1995-09-09 16:00 | 219.1035 | 183.805 | 183.1766 | 23.4176 | 53.6995 | 2.186 | 12.7164 | 18.2464 | 0 | 0.92258 | 0.52385
1995-09-09 17:00 | 220.6822 | 170.3298 | 67.6999 | 25.3616 | 84.762 | 2.186 | 16.9614 | 18.3367 | 0 | 0.91874 | 0.99559
1995-09-09 18:00 | 215.4213 | 161.5316 | 5.0658 | 30.9753 | 84.762 | 2.2925 | 18.1964 | 18.3624 | 0 | 0.92102 | 3.0758
1995-09-09 19:00 | 212.5528 | 149.7238 | 0 | 32.4234 | 84.762 | 2.3164 | 18.2526 | 18.3675 | 0 | 0.92432 | 9.028
1995-09-09 20:00 | 211.008 | 138.7228 | 0 | 36.3189 | 84.762 | 2.295 | 19.315 | 18.3699 | 0 | 0.92475 | 8.2336
1995-09-09 21:00 | 209.8993 | 134.2888 | 0 | 41.1119 | 84.762 | 2.2086 | 18.9468 | 18.3275 | 0 | 0.92507 | 5.4295
1995-09-09 22:00 | 213.281 | 136.5374 | 0 | 34.6956 | 84.762 | 2.2131 | 18.6347 | 18.2721 | 0 | 0.92066 | 6.1785
1995-09-09 23:00 | 207.8448 | 141.4028 | 0 | 35.0651 | 84.762 | 2.2511 | 18.5636 | 18.1275 | 0 | 0.9257 | 1.6743
1995-09-10 | 205.3585 | 149.881 | 0 | 62.6183 | 84.762 | 1.7397 | 17.5812 | 18.1014 | 0 | 0.18261 | 8.4836
1995-09-10 01:00 | 201.1078 | 154.1716 | 0 | 47.7675 | 84.762 | 1.7401 | 17.0424 | 18.0879 | 0 | 0.17825 | 5.1217
1995-09-10 02:00 | 195.7254 | 147.7203 | 0 | 46.4685 | 84.762 | 1.74 | 17.49 | 18.0519 | 0 | 0.17815 | 13.9313
1995-09-10 03:00 | 189.7946 | 139.4483 | 0 | 48.1343 | 84.762 | 1.7398 | 17.6311 | 18.0271 | 0 | 0.18247 | 15.907
1995-09-10 04:00 | 185.8865 | 135.4649 | 0.054093 | 50.7485 | 84.762 | 1.7129 | 17.9275 | 18.0171 | 0 | 0.17969 | 21.4191
1995-09-10 05:00 | 181.4005 | 135.0746 | 6.4026 | 68.1262 | 84.762 | 1.709 | 18.1727 | 18.101 | 0 | 0.17916 | 29.4228
1995-09-10 06:00 | 170.8777 | 132.7713 | 63.0785 | 62.4033 | 84.762 | 1.756 | 19.8303 | 18.2162 | 0 | 0.1811 | 26.7567
1995-09-10 07:00 | 154.1611 | 129.5407 | 180.8367 | 47.4089 | 84.762 | 1.7563 | 19.8104 | 18.3069 | 0 | 0.14404 | 7.5995
1995-09-10 08:00 | 136.1288 | 129.561 | 301.9964 | 32.7619 | 69.0682 | 1.7525 | 19.7955 | 18.3333 | 0 | 0.14424 | 0.37143
1995-09-10 09:00 | 116.5335 | 130.4513 | 393.9102 | 42.0751 | 55.9559 | 1.7724 | 19.4189 | 18.296 | 0 | 0.14192 | 0.18434
1995-09-10 10:00 | 102.393 | 131.1147 | 456.1425 | 37.7538 | 47.9357 | 1.7726 | 19.4849 | 18.2463 | 0 | 0.14432 | 0
1995-09-10 11:00 | 100.2972 | 136.5863 | 471.7942 | 32.4336 | 57.8283 | 1.7354 | 19.0905 | 18.275 | 0 | 0.13545 | 0
1995-09-10 12:00 | 104.233 | 140.8681 | 453.9002 | 38.6461 | 51.7853 | 1.7361 | 18.6092 | 18.2223 | 0 | 0.14118 | 0
1995-09-10 13:00 | 94.1187 | 142.6564 | 428.4618 | 42.0405 | 39.4688 | 1.7365 | 18.2863 | 18.1983 | 0 | 0.14286 | 0
1995-09-10 14:00 | 104.5966 | 141.507 | 365.1827 | 41.1339 | 44.7051 | 1.7366 | 18.1602 | 18.2478 | 0 | 0.13554 | 0
1995-09-10 15:00 | 112.6761 | 140.787 | 273.9103 | 61.3345 | 34.2825 | 2.0516 | 17.8307 | 18.2924 | 0 | 0.13924 | 2.9369
1995-09-10 16:00 | 128.8769 | 138.2178 | 146.8258 | 51.6278 | 66.6083 | 2.0513 | 20.0259 | 18.2653 | 0 | 0.2275 | 38.1029
1995-09-10 17:00 | 131.0234 | 142.4432 | 51.9713 | 61.2702 | 83.664 | 2.0514 | 19.592 | 18.3012 | 0 | 0.27491 | 61.3482
1995-09-10 18:00 | 130.7233 | 141.079 | 4.3377 | 82.6308 | 76.9325 | 2.0509 | 20.403 | 18.3258 | 0 | 0.27705 | 71.3946
1995-09-10 19:00 | 133.7356 | 137.9119 | 0 | 71.2045 | 82.0924 | 2.0505 | 20.2511 | 18.3493 | 0 | 0.28016 | 72.4623
1995-09-10 20:00 | 137.5005 | 138.4858 | 0 | 82.8706 | 60.2039 | 2.0053 | 19.8481 | 18.3334 | 0 | 0.28055 | 37.2669
1995-09-10 21:00 | 143.1731 | 139.3591 | 0 | 66.7592 | 82.4675 | 1.9936 | 19.3385 | 18.2823 | 0 | 0.28086 | 46.0726
1995-09-10 22:00 | 157.2974 | 139.4129 | 0 | 74.7848 | 74.6292 | 1.9962 | 19.559 | 18.2232 | 0 | 0.27672 | 35.6151
1995-09-10 23:00 | 155.2022 | 137.3186 | 0 | 67.4366 | 83.664 | 2.0377 | 19.1332 | 18.1216 | 0 | 0.27131 | 26.6852
1995-09-11 | 156.7554 | 138.1368 | 0 | 70.7059 | 83.664 | 2.906 | 73.2453 | 17.9556 | 0 | 3.1936 | 1.7924
1995-09-11 01:00 | 157.3736 | 141.9929 | 0 | 59.4269 | 83.664 | 2.906 | 71.7485 | 17.9099 | 0 | 3.1936 | 1.3462
1995-09-11 02:00 | 158.4113 | 151.1447 | 0 | 44.4905 | 83.664 | 2.9055 | 72.5003 | 17.8227 | 0 | 3.1936 | 0.2222
1995-09-11 03:00 | 158.348 | 152.8555 | 0 | 45.0033 | 83.664 | 2.8825 | 72.3519 | 17.8293 | 0 | 3.1936 | 0.1918
1995-09-11 04:00 | 160.9367 | 156.7045 | 0.051204 | 52.2499 | 83.664 | 2.889 | 71.6934 | 17.8733 | 0 | 3.1936 | 1.6901
1995-09-11 05:00 | 160.9842 | 161.5671 | 7.0808 | 49.9552 | 83.664 | 2.9084 | 70.6779 | 17.8706 | 0 | 3.1936 | 1.0515
1995-09-11 06:00 | 157.8835 | 171.0555 | 58.6833 | 63.8493 | 83.664 | 3.0721 | 68.3134 | 17.9852 | 0 | 3.1524 | 2.5709
1995-09-11 07:00 | 149.9384 | 172.4059 | 157.1632 | 53.3802 | 83.664 | 3.0723 | 60.1383 | 18.0534 | 0 | 3.1524 | 0
1995-09-11 08:00 | 135.8168 | 167.5373 | 261.4272 | 62.4313 | 83.664 | 3.0934 | 55.9111 | 18.0206 | 0 | 2.0524 | 1.9026
1995-09-11 09:00 | 130.9076 | 161.0788 | 342.4236 | 46.9622 | 83.664 | 3.0949 | 55.4132 | 17.95 | 0 | 2.0522 | 2.2545
1995-09-11 10:00 | 103.2103 | 154.6344 | 405.2093 | 42.9824 | 83.664 | 3.1175 | 55.8948 | 17.9304 | 0 | 2.0522 | 0
1995-09-11 11:00 | 103.5691 | 164.4217 | 425.4111 | 47.3621 | 83.664 | 3.1343 | 54.2339 | 17.9234 | 0 | 2.0522 | 0
1995-09-11 12:00 | 124.9706 | 176.921 | 412.6783 | 53.7522 | 83.664 | 3.1176 | 55.0408 | 17.9047 | 0 | 2.0522 | 0
1995-09-11 13:00 | 112.9843 | 178.3891 | 411.6304 | 48.0302 | 83.664 | 3.1168 | 56.3886 | 17.8395 | 0 | 2.0522 | 0
1995-09-11 14:00 | 117.3469 | 188.6889 | 360.4527 | 53.9228 | 83.664 | 3.1398 | 58.3863 | 17.8305 | 0 | 2.0522 | 0
1995-09-11 15:00 | 127.4045 | 187.7844 | 272.2448 | 47.9097 | 83.664 | 3.1228 | 62.9074 | 17.8993 | 0 | 2.0524 | 0.16687
1995-09-11 16:00 | 132.0366 | 182.4544 | 159.1146 | 58.7324 | 83.664 | 3.1228 | 65.9616 | 17.9818 | 0 | 2.0945 | 1.3278
1995-09-11 17:00 | 129.4101 | 182.0861 | 55.6248 | 68.1491 | 83.664 | 3.1226 | 72.6541 | 18.056 | 0 | 2.0945 | 8.3025
1995-09-11 18:00 | 130.1036 | 176.4687 | 4.3001 | 75.8676 | 83.664 | 3.1226 | 78.0332 | 18.0957 | 0 | 3.1945 | 28.5029
1995-09-11 19:00 | 132.4437 | 164.9168 | 0 | 84.0427 | 83.664 | 3.1224 | 78.7939 | 18.1059 | 0 | 3.1945 | 24.8653
1995-09-11 20:00 | 129.6241 | 152.8236 | 0 | 88.7427 | 83.664 | 3.1626 | 76.8175 | 18.1628 | 0 | 3.1945 | 26.3882
1995-09-11 21:00 | 126.7162 | 149.1662 | 0 | 92.3173 | 83.664 | 3.1578 | 76.0261 | 18.0976 | 0 | 3.1945 | 21.7707
1995-09-11 22:00 | 128.8141 | 138.0255 | 0 | 85.7139 | 83.664 | 3.1591 | 76.177 | 18.1244 | 0 | 3.1945 | 14.7147
1995-09-11 23:00 | 122.205 | 137.8468 | 0 | 80.1765 | 83.664 | 3.1799 | 76.1255 | 18.0364 | 0 | 3.1936 | 4.7034
1995-09-12 | 116.1724 | 140.7555 | 0 | 86.8946 | 83.664 | 3.18 | 114.5813 | 17.8996 | 0 | 3.1936 | 6.4315
1995-09-12 01:00 | 110.1846 | 142.5781 | 0 | 83.8995 | 83.664 | 3.1799 | 115.3447 | 17.8274 | 0 | 3.1936 | 1.5378
1995-09-12 02:00 | 104.5531 | 141.3807 | 0 | 82.5405 | 83.664 | 3.1589 | 115.2766 | 17.8362 | 0 | 3.1936 | 1.8096
1995-09-12 03:00 | 100.0426 | 136.5195 | 0 | 77.9054 | 83.664 | 3.1364 | 115.5307 | 17.8617 | 0 | 3.1936 | 3.7436
1995-09-12 04:00 | 93.3976 | 124.6862 | 0.050629 | 71.7205 | 83.664 | 3.0192 | 115.2473 | 17.8505 | 0 | 3.1936 | 0.64661
1995-09-12 05:00 | 87.2987 | 110.8506 | 6.8654 | 81.495 | 82.564 | 3.0238 | 116.6577 | 17.8922 | 0 | 3.1936 | 0.03383
1995-09-12 06:00 | 79.2612 | 98.4043 | 62.1535 | 79.6366 | 82.564 | 2.9906 | 114.6061 | 17.9179 | 0 | 3.3258 | 0
1995-09-12 07:00 | 69.2467 | 92.2939 | 176.3445 | 67.2005 | 82.564 | 2.9903 | 103.342 | 17.9201 | 0 | 6.3222 | 0.14793
1995-09-12 08:00 | 58.3161 | 86.521 | 303.6273 | 53.0093 | 82.564 | 2.9904 | 65.5919 | 17.9072 | 0 | 3.2295 | 0
1995-09-12 09:00 | 51.7915 | 82.4893 | 396.5378 | 48.2097 | 82.564 | 2.9908 | 55.1631 | 17.8673 | 0 | 1.4918 | 0
1995-09-12 10:00 | 47.7342 | 78.9138 | 454.635 | 42.4989 | 82.564 | 2.9863 | 53.1802 | 17.8745 | 0 | 1.4918 | 0
1995-09-12 11:00 | 49.074 | 75.723 | 474.8262 | 43.5557 | 82.564 | 2.9815 | 54.3506 | 17.8972 | 0 | 1.4918 | 0.07
1995-09-12 12:00 | 51.0932 | 73.7511 | 460.8846 | 44.1277 | 82.564 | 2.9821 | 54.9818 | 17.8665 | 0 | 1.4918 | 0
1995-09-12 13:00 | 54.3247 | 71.0341 | 420.4641 | 45.3372 | 82.564 | 3.6923 | 56.4642 | 17.831 | 0 | 1.4918 | 0
1995-09-12 14:00 | 58.0182 | 66.392 | 348.1119 | 53.5747 | 82.564 | 3.6937 | 62.5723 | 17.8219 | 0 | 10.3441 | 0.72299
1995-09-12 15:00 | 65.0992 | 59.7867 | 254.6475 | 60.1931 | 82.564 | 3.7134 | 69.0991 | 17.9129 | 0 | 13.6482 | 1.6954
1995-09-12 16:00 | 80.4829 | 52.2172 | 140.2398 | 64.5842 | 82.564 | 3.7385 | 96.9715 | 17.9456 | 0 | 16.5818 | 15.8755
1995-09-12 17:00 | 93.545 | 51.1166 | 46.4237 | 67.9939 | 82.564 | 3.7429 | 98.9155 | 18.0468 | 0 | 16.7458 | 34.8559
1995-09-12 18:00 | 98.5889 | 48.3086 | 3.3137 | 69.1642 | 82.564 | 3.7448 | 119.1548 | 18.0616 | 0 | 20.5468 | 40.9085
1995-09-12 19:00 | 105.1091 | 47.8734 | 0 | 79.2977 | 82.564 | 3.7452 | 113.3667 | 18.084 | 0 | 14.6079 | 34.458
1995-09-12 20:00 | 106.9244 | 42.4768 | 0 | 73.7522 | 82.564 | 3.7663 | 103.7651 | 18.1197 | 0 | 14.9158 | 53.9486
1995-09-12 21:00 | 107.0572 | 40.2456 | 0 | 80.6868 | 82.564 | 3.7542 | 113.1757 | 18.0553 | 0 | 15.2018 | 23.7058
1995-09-12 22:00 | 99.5148 | 40.3141 | 0 | 74.99 | 82.564 | 3.5756 | 126.4597 | 18.016 | 0 | 15.785 | 15.3642
1995-09-12 23:00 | 98.5395 | 37.8379 | 0 | 69.188 | 82.564 | 3.5989 | 124.9671 | 17.9752 | 0 | 15.0801 | 11.0404
1995-09-13 | 101.1261 | 35.1318 | 0 | 98.0662 | 82.564 | 3.5996 | 109.8064 | 17.8966 | 0 | 3.1933 | 12.8913
1995-09-13 01:00 | 104.6622 | 33.2572 | 0 | 81.2365 | 82.564 | 3.5773 | 96.088 | 17.795 | 0 | 3.1933 | 29.3833
1995-09-13 02:00 | 109.8667 | 31.7064 | 0 | 84.8404 | 82.564 | 3.5987 | 100.0493 | 17.7661 | 0 | 3.1933 | 16.1955
1995-09-13 03:00 | 115.888 | 29.0639 | 0 | 75.5209 | 82.564 | 3.6203 | 97.1663 | 17.7644 | 0 | 3.1933 | 22.1167
1995-09-13 04:00 | 120.8193 | 28.015 | 0.047988 | 74.6393 | 82.564 | 3.5769 | 97.0612 | 17.8667 | 0 | 3.1522 | 11.4842
1995-09-13 05:00 | 123.9551 | 27.9591 | 6.5856 | 78.4662 | 82.564 | 3.5795 | 97.7564 | 17.9745 | 0 | 3.1522 | 8.1999
1995-09-13 06:00 | 124.897 | 29.2857 | 48.5131 | 77.6528 | 82.564 | 3.5981 | 91.067 | 18.1458 | 0 | 3.1522 | 4.2163
1995-09-13 07:00 | 117.328 | 32.3294 | 138.6069 | 63.4491 | 82.564 | 3.5952 | 87.9678 | 18.2612 | 0 | 3.1522 | 3.014
1995-09-13 08:00 | 108.0172 | 35.248 | 242.151 | 55.5769 | 82.564 | 3.4967 | 74.1294 | 18.3066 | 0 | 1.5522 | 0.66218
1995-09-13 09:00 | 100.3199 | 38.2674 | 326.1504 | 50.2668 | 82.564 | 2.7556 | 67.6601 | 18.2166 | 0 | 1.5238 | 0
1995-09-13 10:00 | 98.6957 | 35.5245 | 374.5618 | 43.0648 | 82.564 | 2.7456 | 66.6803 | 18.228 | 0 | 1.5238 | 0
1995-09-13 11:00 | 106.0723 | 32.8545 | 396.4957 | 35.1406 | 80.7673 | 2.7681 | 57.1558 | 18.2058 | 0 | 1.5238 | 0
1995-09-13 12:00 | 114.7736 | 28.711 | 388.6887 | 46.3971 | 69.54 | 3.51 | 59.0376 | 18.239 | 0 | 1.5238 | 0.05646
1995-09-13 13:00 | 126.4259 | 28.8858 | 348.9649 | 48.0439 | 72.5593 | 3.5262 | 58.9529 | 18.1995 | 0 | 1.5238 | 0
1995-09-13 14:00 | 132.5652 | 30.6633 | 291.9697 | 43.6816 | 82.564 | 3.5194 | 71.4237 | 18.2478 | 0 | 1.5522 | 0
1995-09-13 15:00 | 142.4697 | 35.467 | 215.3031 | 54.5871 | 81.466 | 3.5216 | 86.1104 | 18.2351 | 0 | 1.5522 | 4.5153
1995-09-13 16:00 | 150.1363 | 45.1927 | 135.5904 | 56.6739 | 81.466 | 3.5087 | 91.8147 | 18.2829 | 0 | 1.5942 | 13.153
1995-09-13 17:00 | 168.0064 | 53.6961 | 51.9861 | 61.7266 | 81.466 | 2.7666 | 96.5429 | 18.3044 | 0 | 3.1942 | 19.5389
1995-09-13 18:00 | 172.3225 | 64.4361 | 4.2989 | 74.8839 | 81.466 | 2.6909 | 92.8332 | 18.3666 | 0 | 3.1942 | 27.1664
1995-09-13 19:00 | 175.134 | 79.4685 | 0 | 75.4965 | 81.466 | 2.5779 | 92.5336 | 18.4121 | 0 | 3.1942 | 27.7402
1995-09-13 20:00 | 173.4301 | 97.9946 | 0 | 70.5145 | 81.466 | 2.5634 | 87.4907 | 18.33 | 0 | 3.1942 | 26.0558
1995-09-13 21:00 | 170.1299 | 119.5423 | 0 | 71.1571 | 81.466 | 2.5638 | 85.8847 | 18.2597 | 0 | 3.1942 | 11.8733
1995-09-13 22:00 | 159.3578 | 137.948 | 0 | 66.5453 | 81.466 | 2.7044 | 79.2245 | 18.1883 | 0 | 3.1942 | 4.6984
1995-09-13 23:00 | 155.7067 | 147.9538 | 0 | 53.6292 | 81.466 | 2.7042 | 66.8673 | 18.0383 | 0 | 3.1933 | 1.5076
1995-09-14 | 153.6759 | 146.3593 | 0 | 66.864 | 81.466 | 2.7032 | 71.2082 | 17.9747 | 0 | 3.1933 | 18.8227
1995-09-14 01:00 | 153.3174 | 151.0715 | 0 | 63.4554 | 81.466 | 2.6861 | 70.5535 | 17.9417 | 0 | 3.1933 | 10.5582
1995-09-14 02:00 | 155.8565 | 148.52 | 0 | 62.8858 | 80.5462 | 2.6859 | 71.7332 | 17.9238 | 0 | 3.1933 | 2.0954
1995-09-14 03:00 | 148.8205 | 146.087 | 0 | 73.2053 | 80.4787 | 2.6853 | 78.0643 | 17.9142 | 0 | 3.1933 | 4.5749
1995-09-14 04:00 | 146.5989 | 140.2099 | 0.046536 | 65.6433 | 76.5408 | 2.7557 | 71.7073 | 17.9465 | 0 | 3.1933 | 1.2979
1995-09-14 05:00 | 143.6225 | 137.6584 | 5.6485 | 66.4283 | 75.9263 | 2.7546 | 67.4559 | 17.9733 | 0 | 3.1522 | 0.54852
1995-09-14 06:00 | 143.6299 | 138.0217 | 40.5537 | 60.5571 | 75.4605 | 2.776 | 66.9566 | 18.1734 | 0 | 3.1522 | 1.77
1995-09-14 07:00 | 138.8326 | 137.9693 | 128.8736 | 73.4501 | 80.302 | 2.7755 | 65.3565 | 18.239 | 0 | 3.1522 | 0.07
1995-09-14 08:00 | 130.8348 | 135.5393 | 236.3782 | 49.1788 | 81.466 | 3.0283 | 62.5905 | 18.2456 | 0 | 2.0522 | 0.41942
1995-09-14 09:00 | 118.9041 | 132.8834 | 321.4449 | 33.2441 | 79.9558 | 3.0065 | 51.0713 | 18.2198 | 0 | 1.5187 | 0
1995-09-14 10:00 | 116.4667 | 134.9641 | 374.2125 | 49.0819 | 64.7318 | 2.9876 | 42.8898 | 18.1999 | 0 | 1.5187 | 0
1995-09-14 11:00 | 112.2422 | 146.5057 | 402.6703 | 33.7238 | 66.4662 | 2.9694 | 43.7267 | 18.2019 | 0 | 1.5187 | 0.066983
1995-09-14 12:00 | 118.2059 | 162.9083 | 383.2654 | 38.82 | 61.1757 | 2.97 | 33.4999 | 18.1602 | 0 | 1.5187 | 0.65761
1995-09-14 13:00 | 116.6226 | 183.9771 | 358.9753 | 44.396 | 48.6413 | 2.9864 | 31.1496 | 18.1644 | 0 | 1.5187 | 0
1995-09-14 14:00 | 128.214 | 192.7921 | 305.2105 | 36.3455 | 54.4424 | 3.0853 | 33.2647 | 18.1311 | 0 | 1.5187 | 0.1487
1995-09-14 15:00 | 132.7527 | 192.2724 | 233.8416 | 52.2901 | 56.9739 | 3.1173 | 49.8518 | 18.1676 | 0 | 1.5187 | 0.50501
1995-09-14 16:00 | 135.7828 | 192.7608 | 139.9532 | 47.3477 | 81.466 | 2.9766 | 76.6674 | 18.1258 | 0 | 1.5522 | 5.7314
1995-09-14 17:00 | 139.6923 | 190.2626 | 49.4613 | 59.49 | 81.466 | 2.9545 | 81.9971 | 18.1197 | 0 | 2.0522 | 3.7728
1995-09-14 18:00 | 140.9448 | 179.9865 | 3.4737 | 54.3334 | 81.466 | 2.5959 | 80.7662 | 18.1273 | 0 | 2.3636 | 18.0279
1995-09-14 19:00 | 143.8969 | 174.79 | 0 | 66.823 | 81.466 | 2.2814 | 85.7757 | 18.2736 | 0 | 2.1367 | 10.3166
1995-09-14 20:00 | 146.3597 | 168.373 | 0 | 58.5012 | 81.466 | 2.2706 | 84.7425 | 18.2739 | 0 | 2.1367 | 35.9712
1995-09-14 21:00 | 145.2533 | 160.1802 | 0 | 62.6822 | 81.466 | 2.2898 | 91.1396 | 18.1674 | 0 | 2.1367 | 18.3679
1995-09-14 22:00 | 151.8694 | 155.3453 | 0 | 54.3223 | 81.466 | 2.3292 | 77.5166 | 18.0899 | 0 | 2.1367 | 19.5762
1995-09-14 23:00 | 153.2774 | 151.5826 | 0 | 39.2486 | 81.466 | 2.3294 | 81.6519 | 17.9728 | 0 | 2.1358 | 9.735
1995-09-15 | 154.9468 | 150.8932 | 0 | 45.2026 | 81.466 | 2.3295 | 95.1239 | 17.965 | 0 | 2.0947 | 19.9098
1995-09-15 01:00 | 156.9887 | 150.3741 | 0 | 39.7662 | 81.466 | 2.3673 | 94.1468 | 17.8717 | 0 | 2.0947 | 11.4958
1995-09-15 02:00 | 159.4138 | 148.7414 | 0 | 38.0546 | 81.3003 | 2.3672 | 86.0432 | 17.8935 | 0 | 2.0947 | 21.8098
1995-09-15 03:00 | 157.6628 | 145.4016 | 0 | 38.7637 | 77.899 | 2.3554 | 85.6525 | 17.8466 | 0 | 2.0947 | 9.7006
1995-09-15 04:00 | 157.0433 | 145.689 | 0.047468 | 33.097 | 81.466 | 2.355 | 79.0941 | 17.9232 | 0 | 2.0947 | 7.9442
1995-09-15 05:00 | 155.2444 | 143.2876 | 4.0343 | 31.2972 | 81.466 | 2.3543 | 78.1348 | 17.9947 | 0 | 2.0947 | 0.70579
1995-09-15 06:00 | 152.2572 | 140.6157 | 41.9379 | 31.9548 | 82.564 | 2.3539 | 57.8059 | 18.1075 | 0 | 2.0663 | 0
1995-09-15 07:00 | 144.7816 | 137.8898 | 145.319 | 28.8577 | 82.564 | 2.3536 | 48.9539 | 18.2257 | 0 | 1.9264 | 0.93942
1995-09-15 08:00 | 133.4735 | 136.6107 | 258.0447 | 34.0871 | 68.5444 | 2.3538 | 39.5042 | 18.3014 | 0 | 0.20769 | 0
1995-09-15 09:00 | 118.4124 | 132.9313 | 350.5919 | 23.4875 | 62.0505 | 2.3776 | 37.6225 | 17.9067 | 0 | 0.20769 | 0.010753
1995-09-15 10:00 | 119.3344 | 120.51 | 402.3004 | 25.7019 | 49.978 | 2.3834 | 35.7954 | 18.2027 | 0 | 0.20769 | 0.23586
1995-09-15 11:00 | 131.0483 | 117.1665 | 419.8277 | 42.4592 | 30.2123 | 2.3839 | 33.3831 | 17.8682 | 0 | 0.20769 | 0.23586
1995-09-15 12:00 | 135.0418 | 113.1992 | 409.6139 | 23.0096 | 46.9478 | 2.3843 | 35.4721 | 18.1322 | 0 | 0.20769 | 0.62627
1995-09-15 13:00 | 121.8737 | 105.8203 | 392.3766 | 28.5499 | 59.6146 | 2.3843 | 41.4526 | 18.1524 | 0 | 0.20769 | 0.51783
1995-09-15 14:00 | 128.6881 | 96.8191 | 337.9229 | 36.9089 | 53.5384 | 2.3528 | 50.4571 | 18.2029 | 0 | 0.20769 | 0.39321
1995-09-15 15:00 | 141.7104 | 88.0577 | 251.9506 | 34.3781 | 70.4592 | 2.3786 | 56.7115 | 18.2866 | 0 | 0.36602 | 0.26762
1995-09-15 16:00 | 148.419 | 80.9905 | 150.3127 | 36.0225 | 82.564 | 2.378 | 82.0025 | 18.2817 | 0 | 1.3949 | 4.8585
1995-09-15 17:00 | 161.0089 | 75.6868 | 47.2468 | 34.3508 | 82.4672 | 2.4032 | 88.451 | 18.2993 | 0 | 2.9949 | 15.3171
1995-09-15 18:00 | 157.0936 | 71.9857 | 3.2516 | 42.9911 | 81.7033 | 2.4031 | 96.7115 | 18.3174 | 0 | 5.9821 | 22.1773
1995-09-15 19:00 | 154.3642 | 68.2632 | 0 | 34.4534 | 81.3258 | 2.3724 | 92.8288 | 18.3482 | 0 | 5.0821 | 34.7675
1995-09-15 20:00 | 151.4636 | 64.6198 | 0 | 36.0516 | 81.6004 | 2.3808 | 110.7134 | 18.3405 | 0 | 5.0821 | 27.8364
1995-09-15 21:00 | 146.5607 | 62.7981 | 0 | 55.6978 | 80.8929 | 2.3814 | 101.2305 | 18.2655 | 0 | 3.0412 | 15.1786
1995-09-15 22:00 | 142.6027 | 60.1762 | 0 | 35.3557 | 81.4351 | 2.3817 | 108.1889 | 18.1995 | 0 | 5.5971 | 21.131
1995-09-15 23:00 | 137.6639 | 59.7022 | 0 | 37.7156 | 81.2627 | 2.4001 | 90.9187 | 18.1488 | 0 | 5.4458 | 24.5427
1995-09-16 | 132.4271 | 63.7648 | 0 | 56.0154 | 75.6526 | 2.4001 | 85.5002 | 18.0486 | 0 | 2.0939 | 28.7928
1995-09-16 01:00 | 129.8002 | 67.5322 | 0 | 51.8065 | 76.1621 | 2.3778 | 84.9643 | 18.0138 | 0 | 2.0922 | 25.8034
1995-09-16 02:00 | 126.0003 | 70.9947 | 0 | 41.9775 | 78.5843 | 2.3538 | 85.1733 | 17.9002 | 0 | 2.0922 | 32.2639
1995-09-16 03:00 | 122.7225 | 74.7938 | 0 | 48.528 | 76.599 | 2.3728 | 84.949 | 17.8232 | 0 | 2.0922 | 20.0105
1995-09-16 04:00 | 118.6804 | 80.2849 | 0.044698 | 31.2494 | 75.8594 | 2.3713 | 89.6774 | 17.8114 | 0 | 2.0922 | 11.4206
1995-09-16 05:00 | 114.7992 | 87.892 | 4.9218 | 43.5635 | 71.098 | 2.3914 | 82.2618 | 17.9519 | 0 | 2.0922 | 11.8715
1995-09-16 06:00 | 109.685 | 93.3771 | 51.062 | 39.0525 | 71.9674 | 2.369 | 74.443 | 18.1766 | 0 | 2.0922 | 5.7297
1995-09-16 07:00 | 97.8292 | 96.058 | 160.4975 | 35.1569 | 77.4574 | 2.3575 | 60.1063 | 18.326 | 0 | 2.0636 | 0
1995-09-16 08:00 | 85.8351 | 93.0977 | 288.4255 | 32.2432 | 76.7933 | 2.3356 | 38.6704 | 18.3846 | 0 | 0.3948 | 0
1995-09-16 09:00 | 77.7319 | 88.6237 | 386.6786 | 29.2705 | 73.4417 | 2.3359 | 27.4063 | 18.3491 | 0 | 0.1988 | 0
1995-09-16 10:00 | 76.0712 | 97.3509 | 442.3188 | 39.2845 | 53.1251 | 2.3534 | 24.9859 | 18.3322 | 0 | 0.1988 | 0
1995-09-16 11:00 | 74.9543 | 94.195 | 469.5047 | 31.127 | 55.2365 | 2.3837 | 24.9807 | 18.3297 | 0 | 0.1988 | 0
1995-09-16 12:00 | 69.4545 | 87.5395 | 467.6344 | 35.2267 | 45.6993 | 2.3846 | 25.3109 | 18.2439 | 0 | 0.1988 | 0
1995-09-16 13:00 | 76.0179 | 81.2811 | 429.7452 | 30.1313 | 67.3747 | 2.3848 | 28.5514 | 18.2353 | 0 | 0.3948 | 0
1995-09-16 14:00 | 77.1206 | 79.3894 | 371.8035 | 30.8599 | 76.1578 | 2.3854 | 42.9175 | 18.2696 | 0 | 0.3948 | 0
1995-09-16 15:00 | 87.5939 | 83.0595 | 266.1983 | 38.5586 | 76.3997 | 2.3971 | 72.4599 | 18.3137 | 0 | 0.49222 | 1.0633
1995-09-16 16:00 | 87.696 | 92.6632 | 154.0792 | 38.8607 | 76.8065 | 2.3824 | 93.4247 | 18.2791 | 0 | 0.49222 | 0.1696
1995-09-16 17:00 | 99.7546 | 105.3571 | 48.3611 | 41.0771 | 71.1584 | 2.3873 | 98.5118 | 18.3073 | 0 | 2.0922 | 17.2539
1995-09-16 18:00 | 103.9879 | 110.6898 | 2.8759 | 44.2951 | 69.0857 | 2.3873 | 104.9005 | 18.3495 | 0 | 2.0922 | 18.9502
1995-09-16 19:00 | 105.2059 | 115.3293 | 0 | 44.3205 | 68.7647 | 2.4086 | 114.2234 | 18.4015 | 0 | 2.0922 | 10.5122
1995-09-16 20:00 | 104.5485 | 114.3297 | 0 | 38.1028 | 69.9688 | 2.4049 | 117.2073 | 18.4048 | 0 | 2.0922 | 10.0172
1995-09-16 21:00 | 101.6534 | 114.1752 | 0 | 44.9913 | 70.6308 | 2.4059 | 118.9046 | 18.3615 | 0 | 2.0922 | 0.20045
1995-09-16 22:00 | 103.2284 | 100.6314 | 0 | 38.9201 | 69.605 | 2.4063 | 119.1593 | 18.2746 | 0 | 2.0922 | 1.848
1995-09-16 23:00 | 97.3098 | 94.0459 | 0 | 46.0039 | 69.7494 | 2.4099 | 116.6204 | 18.1987 | 0 | 2.0949 | 1.3613
1995-09-17 | 88.8566 | 92.1999 | 0 | 76.4972 | 79.716 | 2.3982 | 97.3826 | 18.1229 | 0 | 2.0949 | 16.4588
1995-09-17 01:00 | 82.9846 | 93.9783 | 0 | 80.2813 | 78.618 | 2.3996 | 95.761 | 18.0984 | 0 | 2.0949 | 28.9051
1995-09-17 02:00 | 79.8731 | 95.9174 | 0 | 78.6671 | 78.618 | 2.385 | 92.0867 | 18.0834 | 0 | 2.0949 | 28.8314
1995-09-17 03:00 | 78.4815 | 97.2108 | 0 | 70.9297 | 78.618 | 2.3849 | 94.2306 | 18.0797 | 0 | 2.0949 | 3.688
1995-09-17 04:00 | 76.8731 | 102.8627 | 0.043206 | 78.3571 | 78.618 | 2.3839 | 96.2975 | 18.1225 | 0 | 2.0949 | 1.5856
1995-09-17 05:00 | 74.5606 | 112.6831 | 5.393 | 89.0672 | 78.618 | 2.4141 | 94.0211 | 18.1781 | 0 | 2.0949 | 9.4158
1995-09-17 06:00 | 70.4657 | 120.4199 | 51.0794 | 73.1484 | 78.618 | 2.4403 | 94.4122 | 18.3393 | 0 | 2.0949 | 13.7471
1995-09-17 07:00 | 63.098 | 126.8402 | 155.3849 | 58.2044 | 78.618 | 2.4299 | 84.39 | 18.4442 | 0 | 2.0949 | 3.1408
1995-09-17 08:00 | 54.1248 | 131.4813 | 279.0172 | 42.6366 | 78.618 | 2.4354 | 70.9677 | 18.474 | 0 | 0.99493 | 0
1995-09-17 09:00 | 47.5197 | 128.8159 | 382.1968 | 30.1698 | 78.618 | 2.4364 | 70.0228 | 18.4139 | 0 | 0.99493 | 0
1995-09-17 10:00 | 43.6933 | 114.7117 | 449.4011 | 35.7073 | 78.618 | 2.4147 | 69.3186 | 18.4013 | 0 | 0.99466 | 0
1995-09-17 11:00 | 45.5326 | 118.9814 | 475.5856 | 31.703 | 78.618 | 2.4363 | 68.309 | 18.4036 | 0 | 0.99466 | 0
1995-09-17 12:00 | 49.2339 | 131.5462 | 464.5778 | 38.3629 | 78.618 | 2.4358 | 66.9181 | 18.3529 | 0 | 0.99466 | 0
1995-09-17 13:00 | 54.0948 | 132.7595 | 425.7143 | 39.4349 | 78.618 | 2.4366 | 66.3803 | 18.3408 | 0 | 0.99466 | 0
1995-09-17 14:00 | 61.0381 | 130.2252 | 355.5341 | 39.4889 | 78.618 | 2.4201 | 64.8997 | 18.376 | 0 | 0.99493 | 0
1995-09-17 15:00 | 68.7479 | 127.9085 | 256.9399 | 41.7951 | 78.618 | 2.4014 | 67.7845 | 18.4273 | 0 | 0.99493 | 0
1995-09-17 16:00 | 81.304 | 128.1592 | 134.8371 | 58.941 | 78.618 | 2.3994 | 83.8689 | 18.4397 | 0 | 1.037 | 14.7374
1995-09-17 17:00 | 93.4935 | 129.6559 | 38.3504 | 92.1792 | 78.6234 | 2.3997 | 87.6965 | 18.4423 | 0 | 2.137 | 28.3884
1995-09-17 18:00 | 103.7971 | 138.3646 | 2.3119 | 98.8618 | 78.6234 | 2.3994 | 88.0086 | 18.4667 | 0 | 2.137 | 33.0882
1995-09-17 19:00 | 109.7818 | 148.6925 | 0 | 84.1617 | 78.6234 | 2.4012 | 86.6187 | 18.4822 | 0 | 2.137 | 52.6835
1995-09-17 20:00 | 110.6533 | 155.6963 | 0 | 87.2692 | 78.6234 | 2.3907 | 87.0047 | 18.4853 | 0 | 2.137 | 23.4371
1995-09-17 21:00 | 107.8402 | 157.6242 | 0 | 86.2169 | 78.6234 | 2.3559 | 86.146 | 18.4015 | 0 | 2.137 | 15.1764
1995-09-17 22:00 | 109.3832 | 156.2931 | 0 | 80.6792 | 78.6234 | 2.3465 | 83.2958 | 18.3159 | 0 | 2.137 | 11.8674
1995-09-17 23:00 | 106.4375 | 156.3939 | 0 | 69.2744 | 78.6234 | 2.3643 | 80.6052 | 18.2417 | 0 | 2.1361 | 8.5866
1995-09-18 | 101.0936 | 146.6889 | 0 | 72.9408 | 77.5254 | 2.9886 | 46.1559 | 18.1215 | 0 | 1.7111 | 2.7935
1995-09-18 01:00 | 98.1325 | 135.9305 | 0 | 75.1154 | 77.5254 | 3.0109 | 48.7175 | 18.0294 | 0 | 1.7111 | 2.2295
1995-09-18 02:00 | 96.4176 | 133.4463 | 0 | 64.2209 | 77.5254 | 3.0102 | 43.1549 | 18.0214 | 0 | 1.7111 | 0.12889
1995-09-18 03:00 | 99.3034 | 142.5244 | 0 | 62.7825 | 77.5254 | 3.0095 | 45.8284 | 18.0165 | 0 | 1.7111 | 0.29531
1995-09-18 04:00 | 103.2295 | 152.1484 | 0.041375 | 58.18 | 77.5254 | 3.0028 | 41.9503 | 18.0277 | 0 | 1.7111 | 0.44361
1995-09-18 05:00 | 107.6055 | 159.979 | 4.7578 | 70.4188 | 77.5254 | 2.9502 | 45.9057 | 18.0951 | 0 | 1.7108 | 1.5544
1995-09-18 06:00 | 108.4626 | 168.4651 | 52.0792 | 67.6606 | 77.5254 | 2.9504 | 38.5313 | 18.1917 | 0 | 1.6697 | 0.024644
1995-09-18 07:00 | 100.8162 | 177.3777 | 159.4064 | 48.2458 | 77.5254 | 2.6508 | 33.9896 | 18.2502 | 0 | 1.6697 | 0.061843
1995-09-18 08:00 | 89.3588 | 182.9391 | 280.1533 | 39.9423 | 77.5254 | 2.6348 | 21.812 | 18.1704 | 0 | 1.1697 | 0.30404
1995-09-18 09:00 | 79.5583 | 187.0694 | 374.1232 | 41.7132 | 77.5254 | 2.6353 | 20.1683 | 18.0674 | 0 | 1.1697 | 0.87771
1995-09-18 10:00 | 79.8391 | 181.2727 | 430.2413 | 37.6475 | 77.5254 | 2.625 | 21.4594 | 18.0796 | 0 | 1.1697 | 0.55
1995-09-18 11:00 | 73.0294 | 177.3517 | 452.0351 | 41.0695 | 77.5254 | 2.6253 | 20.3732 | 18.0581 | 0 | 1.1697 | 0.69333
1995-09-18 12:00 | 73.7895 | 164.8839 | 446.6013 | 45.5214 | 77.5254 | 2.627 | 27.2619 | 18.018 | 0 | 1.1697 | 1.4924
1995-09-18 13:00 | 81.528 | 149.9032 | 408.1114 | 46.1552 | 77.5254 | 2.5873 | 22.6185 | 17.9358 | 0 | 1.1697 | 0.061012
1995-09-18 14:00 | 89.4137 | 134.536 | 342.9134 | 56.0429 | 77.5254 | 2.6044 | 33.7952 | 17.9192 | 0 | 1.1697 | 0.41488
1995-09-18 15:00 | 106.2972 | 126.1915 | 238.5906 | 42.3529 | 77.5254 | 2.6212 | 43.5985 | 17.979 | 0 | 1.1697 | 0.54884
1995-09-18 16:00 | 121.2285 | 127.3735 | 123.2601 | 63.1672 | 77.5254 | 2.931 | 49.8767 | 18.0523 | 0 | 1.1697 | 9.3837
1995-09-18 17:00 | 137.8326 | 131.5808 | 36.4832 | 76.5622 | 77.5254 | 2.9321 | 53.219 | 18.1692 | 0 | 1.6697 | 17.6657
1995-09-18 18:00 | 155.7589 | 139.0909 | 2.031 | 92.1018 | 77.5254 | 2.9306 | 50.2784 | 18.2125 | 0 | 1.6697 | 20.6648
1995-09-18 19:00 | 164.5505 | 141.6061 | 0 | 72.9743 | 77.5254 | 2.9306 | 50.7763 | 18.169 | 0 | 1.6697 | 25.9413
1995-09-18 20:00 | 167.7643 | 141.3043 | 0 | 82.57 | 77.5254 | 2.9134 | 49.1581 | 18.1697 | 0 | 1.6697 | 6.6359
1995-09-18 21:00 | 165.2302 | 138.7215 | 0 | 81.7508 | 77.5254 | 2.9283 | 48.3413 | 18.1955 | 0 | 1.6697 | 2.0301
1995-09-18 22:00 | 160.5475 | 141.2777 | 0 | 57.5474 | 77.5254 | 2.924 | 48.134 | 18.1972 | 0 | 1.6697 | 4.988
1995-09-18 23:00 | 151.9338 | 144.8199 | 0 | 84.5394 | 77.5254 | 2.9239 | 47.1184 | 18.1241 | 0 | 1.6697 | 6.4893
1995-09-19 | 146.0459 | 147.2124 | 0 | 96.5772 | 77.5254 | 1.612 | 16.0547 | 18.0036 | 0 | 0.016806 | 3.384
1995-09-19 01:00 | 149.0321 | 148.6752 | 0 | 90.5896 | 76.4274 | 1.6119 | 15.7832 | 17.975 | 0 | 0.016806 | 0.66797
1995-09-19 02:00 | 156.3591 | 147.8446 | 0 | 83.9407 | 76.4274 | 1.6116 | 16.0681 | 17.926 | 0 | 0.016806 | 2.2545
1995-09-19 03:00 | 169.3657 | 145.6386 | 0 | 81.9792 | 76.4274 | 1.611 | 16.144 | 17.9638 | 0 | 0.016806 | 0
1995-09-19 04:00 | 182.9366 | 144.9676 | 0.040759 | 62.5894 | 76.4274 | 1.6094 | 16.0431 | 17.9417 | 0 | 0.016806 | 0
1995-09-19 05:00 | 196.4546 | 147.6476 | 3.7414 | 52.6229 | 77.5274 | 1.6141 | 16.0342 | 17.9661 | 0 | 0.016806 | 0.65664
1995-09-19 06:00 | 207.5247 | 152.7307 | 34.8602 | 46.2764 | 77.5274 | 1.6116 | 16.4397 | 17.9976 | 0 | 0.016806 | 0
1995-09-19 07:00 | 201.4464 | 160.3795 | 115.3166 | 50.4868 | 77.5274 | 1.6071 | 17.5347 | 17.991 | 0 | 0.016806 | 0.79265
1995-09-19 08:00 | 178.9436 | 169.1182 | 215.2221 | 54.8048 | 31.9166 | 1.607 | 16.6536 | 17.9618 | 0 | 0.016806 | 0.18403
1995-09-19 09:00 | 175.8982 | 171.1929 | 286.7406 | 41.7949 | 31.4114 | 1.607 | 16.1597 | 17.9476 | 0 | 0.016806 | 0
1995-09-19 10:00 | 177.5991 | 170.2454 | 328.6141 | 37.2182 | 31.4114 | 1.6071 | 16.112 | 17.7201 | 0 | 0.016806 | 0
1995-09-19 11:00 | 176.5961 | 167.8526 | 351.1001 | 37.5877 | 31.4114 | 1.5863 | 15.9187 | 16.7824 | 0 | 0.016806 | 1.1867
1995-09-19 12:00 | 205.5229 | 162.766 | 329.9877 | 31.6664 | 31.4114 | 1.5864 | 15.9037 | 17.7351 | 0 | 0.016806 | 0
1995-09-19 13:00 | 210.7748 | 163.3572 | 312.8708 | 36.5419 | 31.4114 | 1.586 | 15.9159 | 17.6687 | 0 | 0.016806 | 0.98159
1995-09-19 14:00 | 224.9405 | 166.3914 | 273.6523 | 35.3067 | 31.4114 | 1.5864 | 16.32 | 17.6625 | 0 | 0.016806 | 0.10685
1995-09-19 15:00 | 233.9924 | 176.1273 | 197.1946 | 45.7928 | 31.4114 | 1.6239 | 17.0662 | 17.728 | 0 | 0.016806 | 2.6088
1995-09-19 16:00 | 256.1108 | 187.6 | 97.4128 | 58.2743 | 31.4114 | 1.6363 | 19.0793 | 18.0171 | 0 | 0.0589 | 5.889
1995-09-19 17:00 | 253.1159 | 197.0673 | 27.0846 | 55.1002 | 51.9413 | 1.5969 | 18.2134 | 18.1265 | 0 | 0.0589 | 9.2938
1995-09-19 18:00 | 245.5855 | 202.5352 | 1.1157 | 61.7759 | 55.787 | 1.5963 | 18.5582 | 18.1909 | 0 | 0.0589 | 11.4125
1995-09-19 19:00 | 238.4165 | 203.5245 | 0 | 48.081 | 64.6224 | 1.5954 | 18.0011 | 18.2096 | 0 | 0.0589 | 20.9901
1995-09-19 20:00 | 229.8654 | 200.6268 | 0 | 54.0378 | 66.317 | 1.5953 | 17.7282 | 18.15 | 0 | 0.0589 | 21.1272
1995-09-19 21:00 | 219.13 | 195.6311 | 0 | 62.386 | 47.9181 | 1.6158 | 17.6157 | 18.1069 | 0 | 0.0589 | 3.9692
1995-09-19 22:00 | 212.5078 | 200.7514 | 0 | 45.493 | 76.4294 | 1.6546 | 17.8486 | 18.1072 | 0 | 0.0589 | 12.9689
1995-09-19 23:00 | 209.0867 | 193.842 | 0 | 38.1917 | 70.3245 | 1.6542 | 17.7856 | 18.0714 | 0 | 0.057983 | 2.4468
1995-09-20 | 206.9157 | 187.4094 | 0 | 56.2447 | 76.4294 | 2.7497 | 46.1279 | 17.9964 | 0 | 3.1936 | 23.3038
1995-09-20 01:00 | 207.3738 | 185.9083 | 0 | 51.0954 | 76.4294 | 2.7625 | 46.0838 | 17.9417 | 0 | 3.1936 | 20.0335
1995-09-20 02:00 | 208.2134 | 185.662 | 0 | 48.7542 | 76.4294 | 2.7603 | 44.1782 | 17.9485 | 0 | 3.1936 | 12.577
1995-09-20 03:00 | 208.7952 | 184.1896 | 0 | 44.2981 | 76.4294 | 2.7595 | 42.5449 | 17.9539 | 0 | 3.1936 | 8.0719
1995-09-20 04:00 | 209.4572 | 183.5341 | 0.039877 | 40.0544 | 74.1176 | 2.7375 | 38.6393 | 17.9955 | 0 | 3.1936 | 10.6941
1995-09-20 05:00 | 209.7868 | 185.1694 | 3.2756 | 40.3498 | 76.4294 | 2.7361 | 41.3099 | 18.083 | 0 | 3.1936 | 8.8958
1995-09-20 06:00 | 209.1445 | 188.2609 | 28.099 | 44.2393 | 76.4294 | 2.7233 | 36.6078 | 18.2545 | 0 | 3.1936 | 23.4932
1995-09-20 07:00 | 206.7721 | 188.9341 | 100.3327 | 49.3667 | 76.4294 | 2.7392 | 41.0918 | 18.3761 | 0 | 3.1945 | 5.8998
1995-09-20 08:00 | 209.4626 | 189.3486 | 198.1351 | 49.9271 | 60.8142 | 2.739 | 25.5274 | 18.3739 | 0 | 2.0238 | 0.07
1995-09-20 09:00 | 196.7312 | 179.0093 | 275.0759 | 37.0682 | 68.01 | 2.7391 | 22.6307 | 18.076 | 0 | 1.955 | 0
1995-09-20 10:00 | 175.2504 | 163.3406 | 334.0472 | 35.2509 | 68.0609 | 2.7437 | 24.0625 | 17.9964 | 0 | 1.955 | 0
1995-09-20 11:00 | 183.5184 | 160.4433 | 349.0772 | 45.5804 | 51.7672 | 2.7202 | 23.2169 | 17.9902 | 0 | 1.955 | 0
1995-09-20 12:00 | 176.5477 | 157.487 | 355.1301 | 36.929 | 69.4507 | 2.7207 | 23.2107 | 18.0719 | 0 | 1.955 | 0.07
1995-09-20 13:00 | 185.3473 | 161.6558 | 323.5557 | 38.1274 | 69.7943 | 2.7279 | 24.3157 | 18.0881 | 0 | 2.0238 | 0
1995-09-20 14:00 | 189.8356 | 175.0891 | 279.0635 | 43.4965 | 55.585 | 2.7282 | 33.8412 | 18.1139 | 0 | 2.0942 | 0
1995-09-20 15:00 | 195.1 | 181.0419 | 207.4324 | 44.9794 | 68.3566 | 2.7279 | 47.3734 | 18.3971 | 0 | 2.4191 | 0
1995-09-20 16:00 | 197.4041 | 185.007 | 110.9036 | 48.4523 | 77.5274 | 3.0166 | 64.2002 | 18.455 | 0 | 3.1945 | 5.4116
1995-09-20 17:00 | 195.0512 | 191.1107 | 31.0083 | 44.5726 | 77.5274 | 3.0165 | 78.3147 | 18.4569 | 0 | 3.1945 | 4.7361
1995-09-20 18:00 | 191.6992 | 199.5254 | 1.2204 | 50.294 | 77.5274 | 3.0161 | 75.9229 | 18.3977 | 0 | 3.1945 | 3.0113
1995-09-20 19:00 | 190.8539 | 203.2082 | 0 | 47.3806 | 77.5274 | 3.1084 | 82.4643 | 18.4206 | 0 | 3.1945 | 2.4363
1995-09-20 20:00 | 187.0752 | 203.1946 | 0 | 49.8094 | 77.5274 | 3.1088 | 87.7848 | 18.4545 | 0 | 3.1945 | 4.582
1995-09-20 21:00 | 183.2558 | 196.9862 | 0 | 43.1567 | 77.5274 | 3.1087 | 80.0839 | 18.3243 | 0 | 3.1945 | 5.3483
1995-09-20 22:00 | 182.0236 | 182.6267 | 0 | 42.9035 | 77.5274 | 3.1088 | 99.7748 | 18.2549 | 0 | 3.1945 | 0.41909
1995-09-20 23:00 | 176.9662 | 172.4573 | 0 | 38.1304 | 77.5274 | 2.9514 | 98.1021 | 18.1751 | 0 | 3.1936 | 1.7116
1995-09-21 | 171.6994 | 162.6591 | 0 | 40.0318 | 77.5274 | 2.9633 | 130.5003 | 18.1211 | 0 | 3.1936 | 15.0921
1995-09-21 01:00 | 167.6271 | 154.7919 | 0 | 43.7275 | 77.5274 | 2.9629 | 128.6903 | 18.0678 | 0 | 3.2246 | 8.2781
1995-09-21 02:00 | 165.1861 | 148.7942 | 0 | 38.6576 | 77.5274 | 2.9625 | 123.4219 | 18.0816 | 0 | 3.9436 | 12.0904
1995-09-21 03:00 | 162.9489 | 149.2603 | 0 | 31.3338 | 77.5274 | 2.9616 | 112.7541 | 18.0892 | 0 | 6.1348 | 25.581
1995-09-21 04:00 | 157.8221 | 152.6317 | 0.042185 | 33.9591 | 77.5274 | 3.0036 | 122.494 | 18.0892 | 0 | 3.9436 | 12.4965
1995-09-21 05:00 | 153.3909 | 157.7997 | 3.7627 | 42.272 | 77.5274 | 3.0024 | 121.3794 | 18.1508 | 0 | 3.1936 | 8.1442
1995-09-21 06:00 | 143.3768 | 156.0215 | 33.6792 | 46.7864 | 77.5274 | 2.9607 | 114.5748 | 18.301 | 0 | 5.8585 | 20.0317
1995-09-21 07:00 | 130.9464 | 145.8334 | 121.0156 | 55.3245 | 77.5274 | 2.9601 | 118.9852 | 18.3916 | 0 | 6.9854 | 10.0942
1995-09-21 08:00 | 117.1025 | 132.0654 | 237.3168 | 38.2243 | 77.5274 | 2.9602 | 80.8531 | 18.4058 | 0 | 4.0942 | 0.3075
1995-09-21 09:00 | 108.8369 | 113.3439 | 323.5496 | 35.375 | 77.5274 | 2.9607 | 58.0935 | 18.34 | 0 | 2.355 | 0
1995-09-21 10:00 | 96.4853 | 95.6238 | 373.8902 | 34.8416 | 77.5274 | 2.9795 | 57.0267 | 18.2595 | 0 | 2.3636 | 0.38242
1995-09-21 11:00 | 91.9509 | 90.7251 | 396.3758 | 32.6205 | 77.5274 | 2.9467 | 59.7093 | 18.2308 | 0 | 1.4636 | 0.00032218
1995-09-21 12:00 | 91.6521 | 86.8591 | 386.9805 | 36.1609 | 77.5274 | 2.9489 | 62.7724 | 18.3063 | 0 | 1.4636 | 0
1995-09-21 13:00 | 96.0675 | 84.6053 | 349.3515 | 43.8135 | 77.5274 | 2.949 | 63.9741 | 18.2756 | 0 | 3.0636 | 0
1995-09-21 14:00 | 102.7018 | 81.575 | 287.8739 | 43.2535 | 77.5274 | 2.9496 | 65.8442 | 18.3035 | 0 | 10.3458 | 0.20511
1995-09-21 15:00 | 105.8594 | 77.4308 | 214.0357 | 49.3293 | 77.5274 | 2.9276 | 95.1613 | 18.3622 | 0 | 11.3776 | 2.8601
1995-09-21 16:00 | 108.8055 | 72.8111 | 120.903 | 61.8476 | 77.5274 | 2.9486 | 111.7896 | 18.3548 | 0 | 14.2784 | 13.8751
1995-09-21 17:00 | 107.6945 | 69.558 | 34.1413 | 68.8284 | 77.5274 | 2.9321 | 126.0113 | 18.3909 | 0 | 17.8562 | 25.2492
1995-09-21 18:00 | 107.9001 | 66.6801 | 1.1742 | 82.7472 | 77.5274 | 2.9321 | 137.0385 | 18.3955 | 0 | 18.8271 | 33.6578
1995-09-21 19:00 | 107.5276 | 63.3508 | 0 | 75.4537 | 77.5274 | 2.9468 | 137.5291 | 18.3967 | 0 | 13.7922 | 26.6409
1995-09-21 20:00 | 103.4465 | 58.6231 | 0 | 91.1557 | 77.5274 | 3.7094 | 136.814 | 18.3836 | 0 | 13.5628 | 27.5433
1995-09-21 21:00 | 97.4387 | 52.7028 | 0 | 89.3787 | 77.5274 | 3.7365 | 136.5818 | 18.3375 | 0 | 12.939 | 39.3665
1995-09-21 22:00 | 93.8671 | 43.1564 | 0 | 95.2303 | 76.4349 | 3.74 | 137.6858 | 18.2625 | 0 | 11.3923 | 17.4925
1995-09-21 23:00 | 88.457 | 38.9606 | 0 | 77.0646 | 76.4349 | 3.7438 | 136.7368 | 18.1777 | 0 | 9.3652 | 20.0167
1995-09-22 | 88.1532 | 39.2058 | 0 | 92.257 | 76.4349 | 2.9726 | 102.3054 | 18.0938 | 0 | 3.1936 | 39.6584
1995-09-22 01:00 | 89.0943 | 41.7318 | 0 | 89.5747 | 76.4349 | 2.6026 | 100.9902 | 18.0647 | 0 | 2.38 | 22.6336
1995-09-22 02:00 | 92.6066 | 44.7481 | 0 | 71.5311 | 76.4349 | 2.2528 | 101.0572 | 18.0282 | 0 | 2.1361 | 12.384
1995-09-22 03:00 | 96.6561 | 46.7948 | 0 | 75.2086 | 76.4349 | 2.2524 | 101.7544 | 17.8942 | 0 | 2.1361 | 6.0588
1995-09-22 04:00 | 98.5081 | 49.3133 | 0.041305 | 71.4733 | 76.4349 | 2.2517 | 103.7716 | 17.9457 | 0 | 2.1361 | 15.0834
1995-09-22 05:00 | 100.3724 | 49.3654 | 3.9519 | 74.0357 | 76.4349 | 2.2508 | 102.6841 | 18.0189 | 0 | 2.1361 | 0.30119
1995-09-22 06:00 | 95.3479 | 49.3601 | 44.2236 | 59.9907 | 76.4349 | 2.2913 | 94.194 | 18.1552 | 0 | 2.1361 | 0.16245
1995-09-22 07:00 | 87.6856 | 49.508 | 148.3947 | 61.7273 | 76.4349 | 2.3142 | 84.9766 | 18.2806 | 0 | 2.1181 | 0
1995-09-22 08:00 | 72.9585 | 49.0542 | 278.115 | 52.4057 | 76.4349 | 2.3144 | 59.9364 | 18.2821 | 0 | 0.89751 | 0
1995-09-22 09:00 | 68.0399 | 46.9766 | 367.2466 | 40.7077 | 76.4349 | 2.3149 | 54.1933 | 18.2552 | 0 | 0.39751 | 0
1995-09-22 10:00 | 62.4666 | 51.3195 | 422.7057 | 32.5956 | 76.0945 | 2.3156 | 50.495 | 18.252 | 0 | 0.39751 | 0
1995-09-22 11:00 | 62.9783 | 53.3486 | 434.853 | 29.7044 | 76.1389 | 2.3278 | 50.6719 | 18.2548 | 0 | 0.39751 | 0
1995-09-22 12:00 | 72.0676 | 59.1524 | 404.7879 | 30.3462 | 76.4349 | 2.3499 | 51.4918 | 18.1639 | 0 | 0.39751 | 0.26401
1995-09-22 13:00 | 78.8847 | 69.4132 | 363.5719 | 42.0007 | 76.4349 | 2.3498 | 52.1715 | 18.1351 | 0 | 0.39751 | 0
1995-09-22 14:00 | 86.5667 | 81.2319 | 303.2488 | 41.1117 | 76.4349 | 2.3501 | 53.5139 | 18.1563 | 0 | 0.39751 | 0
1995-09-22 15:00 | 94.3133 | 96.1097 | 220.9608 | 45.0815 | 76.4349 | 2.372 | 79.1093 | 18.1756 | 0 | 0.53702 | 0
1995-09-22 16:00 | 106.4481 | 112.306 | 120.6962 | 46.7894 | 72.8976 | 2.3495 | 95.6647 | 18.2118 | 0 | 0.90256 | 10.8422
1995-09-22 17:00 | 116.359 | 122.4768 | 32.2875 | 54.984 | 70.8409 | 2.3851 | 103.3094 | 18.0999 | 0 | 2.137 | 16.6488
1995-09-22 18:00 | 123.5888 | 125.5561 | 0.94968 | 53.3289 | 70.8409 | 2.3329 | 100.0119 | 18.2565 | 0 | 2.137 | 36.6046
1995-09-22 19:00 | 133.0123 | 122.7925 | 0 | 45.7948 | 70.8409 | 2.3302 | 105.6797 | 18.128 | 0 | 2.137 | 25.9501
1995-09-22 20:00 | 137.1382 | 113.8994 | 0 | 57.079 | 70.8409 | 2.3305 | 105.8847 | 18.0986 | 0 | 2.137 | 21.6471
1995-09-22 21:00 | 136.7688 | 112.7429 | 0 | 56.6834 | 70.8409 | 2.3259 | 104.606 | 18.0832 | 0 | 2.137 | 16.5959
1995-09-22 22:00 | 136.0324 | 116.5553 | 0 | 50.5899 | 70.8409 | 2.326 | 98.5374 | 18.1448 | 0 | 2.137 | 21.1595
1995-09-22 23:00 | 135.0961 | 118.7065 | 0 | 45.3094 | 70.8409 | 2.3259 | 96.3527 | 18.1089 | 0 | 2.1334 | 12.5705
1995-09-23 | 134.9165 | 124.2605 | 0 | 75.4556 | 67.6337 | 1.5905 | 18.2239 | 18.0522 | 0 | 0.057399 | 20.3497
1995-09-23 01:00 | 135.4911 | 122.4885 | 0 | 64.8463 | 67.5582 | 1.5901 | 17.4779 | 18.0241 | 0 | 0.057399 | 20.0616
1995-09-23 02:00 | 135.534 | 122.3547 | 0 | 52.8738 | 67.9844 | 1.5897 | 15.8083 | 18.0325 | 0 | 0.057399 | 22.6292
1995-09-23 03:00 | 135.1259 | 121.0964 | 0 | 59.8278 | 68.2281 | 1.5888 | 15.2257 | 18.0293 | 0 | 0.057399 | 7.3847
1995-09-23 04:00 | 132.3103 | 134.2232 | 0.032718 | 48.0556 | 67.2739 | 1.5877 | 14.5469 | 18.0444 | 0 | 0.057399 | 0.0046412
1995-09-23 05:00 | 129.8597 | 136.9964 | 3.1716 | 47.5929 | 67.2739 | 1.5864 | 14.8885 | 18.1215 | 0 | 0.057399 | 1.7283
1995-09-23 06:00 | 126.3636 | 121.9023 | 41.7465 | 38.6764 | 67.2739 | 1.5858 | 14.8176 | 18.2081 | 0 | 0.037735 | 8.0481
1995-09-23 07:00 | 117.9887 | 113.0396 | 147.6934 | 29.109 | 68.3719 | 1.5853 | 15.3979 | 18.291 | 0 | 0.058316 | 0
1995-09-23 08:00 | 103.7109 | 111.2265 | 273.631 | 20.4727 | 45.2125 | 1.602 | 13.6315 | 18.3245 | 0 | 0.016222 | 0
1995-09-23 09:00 | 95.9941 | 101.6727 | 365.968 | 19.924 | 22.501 | 1.5582 | 13.5843 | 18.2333 | 0 | 0.016222 | 0
1995-09-23 10:00 | 89.2204 | 91.0994 | 428.4635 | 18.4317 | 18.6973 | 1.559 | 13.0863 | 18.1829 | 0 | 0.016222 | 0.0017873
1995-09-23 11:00 | 88.6394 | 98.4814 | 448.8586 | 20.184 | 19.8006 | 1.5599 | 12.7296 | 18.1497 | 0 | 0.016222 | 0.0080722
1995-09-23 12:00 | 87.605 | 102.2252 | 434.1841 | 24.8053 | 21.8887 | 1.5609 | 13.1038 | 18.2488 | 0 | 0.016222 | 0
1995-09-23 13:00 | 88.3332 | 97.7574 | 396.5541 | 24.9059 | 27.2907 | 1.5611 | 13.0445 | 18.1307 | 0 | 0.016222 | 0
1995-09-23 14:00 | 79.853 | 99.4707 | 334.0378 | 33.0224 | 47.2112 | 1.5617 | 12.6944 | 18.1551 | 0 | 0.016222 | 0
1995-09-23 15:00 | 80.2579 | 99.4109 | 242.447 | 24.7283 | 72.7723 | 1.5619 | 14.3797 | 18.1611 | 0 | 0.058316 | 0.23157
1995-09-23 16:00 | 89.1172 | 95.0944 | 129.1044 | 50.8707 | 71.0444 | 1.5617 | 14.4934 | 18.1653 | 0 | 0.058316 | 13.6626
1995-09-23 17:00 | 94.9667 | 89.8382 | 34.827 | 87.9443 | 66.5171 | 1.5619 | 14.0451 | 18.1715 | 0 | 0.058316 | 43.4925
1995-09-23 18:00 | 99.1659 | 89.9473 | 1.1267 | 74.6839 | 69.5596 | 1.5328 | 14.5343 | 18.1976 | 0 | 0.058316 | 67.2326
1995-09-23 19:00 | 99.9413 | 96.7589 | 0 | 69.9083 | 71.3381 | 1.5332 | 14.6461 | 18.3411 | 0 | 0.058316 | 62.0886
1995-09-23 20:00 | 100.1981 | 116.3165 | 0 | 79.6412 | 70.438 | 1.5345 | 14.485 | 18.2102 | 0 | 0.058316 | 46.1726
1995-09-23 21:00 | 96.4198 | 144.4506 | 0 | 71.2841 | 71.7091 | 1.5349 | 14.7985 | 18.2914 | 0 | 0.058316 | 29.3003
1995-09-23 22:00 | 98.864 | 184.8052 | 0 | 60.1462 | 71.2172 | 1.5355 | 14.655 | 18.1577 | 0 | 0.058316 | 2.4502
1995-09-23 23:00 | 99.0952 | 202.3449 | 0 | 44.1803 | 72.7609 | 1.5358 | 16.5435 | 18.0131 | 0 | 0.057983 | 0.06674
1995-09-24 | 102.1952 | 212.6412 | 0 | 56.6678 | 76.9335 | 1.615 | 18.6381 | 17.9494 | 0 | 0.34011 | 2.9092
1995-09-24 01:00 | 108.3253 | 224.5995 | 0 | 46.0731 | 79.4889 | 1.616 | 17.8348 | 17.9159 | 0 | 0.34011 | 3.5223
1995-09-24 02:00 | 113.4048 | 235.7699 | 0 | 31.6278 | 80.3809 | 1.6161 | 18.2165 | 17.8804 | 0 | 0.34011 | 0.72712
1995-09-24 03:00 | 123.3138 | 241.482 | 0 | 29.8169 | 70.8621 | 1.6161 | 17.9568 | 17.8659 | 0 | 0.34011 | 0.95502
1995-09-24 04:00 | 131.9896 | 247.7827 | 0.029791 | 37.3657 | 55.6702 | 1.6156 | 18.1139 | 17.8746 | 0 | 0.34011 | 1.4029
1995-09-24 05:00 | 141.4367 | 252.7536 | 3.7802 | 56.4222 | 47.6233 | 1.612 | 18.3808 | 18.0042 | 0 | 0.34011 | 2.4798
1995-09-24 06:00 | 148.7545 | 259.4029 | 44.4153 | 40.9852 | 59.5482 | 1.6122 | 21.0734 | 18.1878 | 0 | 0.34011 | 0.48376
1995-09-24 07:00 | 160.1294 | 261.4214 | 153.4197 | 33.8497 | 30.2406 | 1.6137 | 17.7527 | 18.1675 | 0 | 0.29893 | 0
1995-09-24 08:00 | 161.6996 | 268.8116 | 282.1705 | 24.7564 | 28.5019 | 1.6493 | 16.0303 | 18.2782 | 0 | 0.29893 | 0
1995-09-24 09:00 | 170.5562 | 272.0491 | 374.7543 | 14.2455 | 26.2778 | 1.6499 | 15.7149 | 18.2504 | 0 | 0.29893 | 0
1995-09-24 10:00 | 174.4234 | 270.2993 | 421.1635 | 16.7144 | 23.1001 | 1.6505 | 15.2386 | 17.9358 | 0 | 0.29893 | 0
1995-09-24 11:00 | 188.7954 | 278.1847 | 430.6075 | 19.109 | 25.4961 | 1.6062 | 15.4084 | 18.2233 | 0 | 0.29893 | 0
1995-09-24 12:00 | 177.0285 | 277.8305 | 432.0039 | 23.5797 | 20.8897 | 1.607 | 15.2908 | 18.1843 | 0 | 0.29893 | 0
1995-09-24 13:00 | 193.9534 | 279.2164 | 386.2206 | 20.891 | 21.4503 | 1.6093 | 15.3732 | 18.2263 | 0 | 0.29893 | 0
1995-09-24 14:00 | 210.2676 | 267.3969 | 318.9887 | 22.1436 | 21.5189 | 1.6096 | 15.3803 | 18.249 | 0 | 0.30443 | 0.35077
1995-09-24 15:00 | 231.0473 | 258.5476 | 224.1595 | 32.8967 | 22.012 | 1.6103 | 16.0502 | 18.2735 | 0 | 0.34102 | 0.71684
1995-09-24 16:00 | 246.3591 | 268.0901 | 119.4565 | 30.0801 | 20.5483 | 1.61 | 20.8187 | 18.2734 | 0 | 0.34102 | 10.9114
1995-09-24 17:00 | 255.8133 | 259.0636 | 33.2254 | 41.0364 | 19.7319 | 1.6102 | 24.2309 | 18.306 | 0 | 0.34102 | 15.7373
1995-09-24 18:00 | 255.7734 | 258.4864 | 0.95244 | 53.6128 | 19.5109 | 1.6099 | 26.2368 | 18.0288 | 0 | 0.34102 | 11.0006
1995-09-24 19:00 | 255.0854 | 272.4533 | 0 | 49.4458 | 15.6746 | 1.6096 | 27.0598 | 18.3458 | 0 | 0.34102 | 27.6321
1995-09-24 20:00 | 253.9484 | 272.4005 | 0 | 44.4028 | 18.9323 | 1.6065 | 29.9394 | 17.5025 | 0 | 0.34102 | 7.9058
1995-09-24 21:00 | 250.3643 | 260.1169 | 0 | 44.0343 | 19.8982 | 1.6066 | 21.2451 | 17.1504 | 0 | 0.34102 | 31.2484
1995-09-24 22:00 | 250.2388 | 252.1766 | 0 | 33.5433 | 37.8822 | 1.6086 | 21.0862 | 17.7899 | 0 | 0.34102 | 7.6087
1995-09-24 23:00 | 237.9864 | 257.0843 | 0 | 31.6306 | 32.5425 | 1.61 | 20.4228 | 18.1097 | 0 | 0.34011 | 21.1579
1995-09-25 | 224.7665 | 258.7299 | 0 | 39.1232 | 69.506 | 1.6218 | 23.3361 | 16.8842 | 0 | 0.34011 | 6.7076
1995-09-25 01:00 | 213.5598 | 265.9732 | 0 | 34.4998 | 70.3758 | 1.6089 | 24.4254 | 16.8514 | 0 | 0.34011 | 3.3477
1995-09-25 02:00 | 205.2112 | 265.2591 | 0 | 33.6605 | 70.717 | 1.6083 | 23.5779 | 17.9729 | 0 | 0.34011 | 4.096
1995-09-25 03:00 | 201.9229 | 255.3461 | 0 | 35.0591 | 71.9312 | 1.6072 | 23.503 | 17.8032 | 0 | 0.34011 | 2.3462
1995-09-25 04:00 | 199.1613 | 235.4215 | 0.037733 | 34.5086 | 73.0466 | 1.6058 | 25.2441 | 17.7546 | 0 | 0.34011 | 3.1766
1995-09-25 05:00 | 194.4067 | 205.5381 | 3.0955 | 45.3819 | 72.3317 | 1.6048 | 22.6025 | 17.9038 | 0 | 0.34011 | 15.9095
1995-09-25 06:00 | 184.8321 | 170.9275 | 36.7598 | 57.3113 | 76.9775 | 1.6051 | 29.3012 | 18.0968 | 0 | 0.34011 | 32.7269
1995-09-25 07:00 | 172.2928 | 142.7181 | 136.5805 | 49.9193 | 76.9775 | 1.5812 | 25.3643 | 18.1508 | 0 | 0.34102 | 31.4813
1995-09-25 08:00 | 153.6034 | 124.3457 | 266.9141 | 45.0027 | 76.9775 | 1.5817 | 23.5451 | 17.9889 | 0 | 0.34102 | 23.5803
1995-09-25 09:00 | 139.2966 | 115.1317 | 361.3945 | 33.3356 | 76.9775 | 1.583 | 26.5432 | 17.9627 | 0 | 0.34075 | 10.7981
1995-09-25 10:00 | 106.9636 | 124.2309 | 425.4674 | 30.2394 | 76.9775 | 1.5842 | 24.0891 | 18.03 | 0 | 0.34075 | 6.0273
1995-09-25 11:00 | 106.956 | 156.8052 | 439.7777 | 18.1733 | 75.3172 | 1.5841 | 20.3089 | 17.9871 | 0 | 0.34075 | 0.3456
1995-09-25 12:00 | 112.1879 | 185.2784 | 425.2381 | 25.129 | 76.6099 | 1.5841 | 20.174 | 17.9745 | 0 | 0.34075 | 4.9018
1995-09-25 13:00 | 121.4182 | 211.8677 | 379.8508 | 25.3789 | 74.1505 | 1.5833 | 27.2822 | 17.8977 | 0 | 0.34075 | 0.05894
1995-09-25 14:00 | 136.45 | 231.9781 | 309.7755 | 33.6619 | 74.5795 | 1.5826 | 24.3108 | 17.8558 | 0 | 0.34075 | 1.7387
1995-09-25 15:00 | 141.095 | 248.4436 | 226.3595 | 32.1676 | 78.5584 | 1.5836 | 21.8768 | 17.8605 | 0 | 0.34075 | 2.9011
1995-09-25 16:00 | 151.2788 | 258.047 | 126.0855 | 48.7663 | 78.5584 | 1.5828 | 29.2403 | 17.858 | 0 | 0.34102 | 9.3719
1995-09-25 17:00 | 167.6821 | 264.4224 | 33.796 | 53.3859 | 80.5754 | 1.5989 | 33.2987 | 17.9642 | 0 | 0.34102 | 20.2109
1995-09-25 18:00 | 178.6573 | 265.6997 | 0.62332 | 54.7382 | 78.5584 | 1.5988 | 26.9651 | 18.0545 | 0 | 0.34102 | 32.9636
1995-09-25 19:00 | 190.836 | 268.822 | 0 | 58.2842 | 72.9644 | 1.5983 | 33.0429 | 18.1832 | 0 | 0.34102 | 19.9655
1995-09-25 20:00 | 202.5345 | 272.9062 | 0 | 50.38 | 74.5871 | 1.6159 | 30.4929 | 18.1902 | 0 | 0.34102 | 14.7436
1995-09-25 21:00 | 212.7433 | 276.852 | 0 | 45.6378 | 72.9644 | 1.6167 | 26.1843 | 18.1648 | 0 | 0.34102 | 9.648
1995-09-25 22:00 | 224.2307 | 281.8042 | 0 | 33.4691 | 72.9644 | 1.6174 | 26.655 | 17.9266 | 0 | 0.34102 | 7.2904
1995-09-25 23:00 | 224.2056 | 282.4378 | 0 | 35.0103 | 68.9819 | 1.6172 | 24.4498 | 17.9906 | 0 | 0.34011 | 2.1731
1995-09-26 | 224.3693 | 275.0022 | 0 | 39.0666 | 52.8024 | 1.6173 | 21.9133 | 16.7889 | 0 | 1.9401 | 3.6839
1995-09-26 01:00 | 218.8836 | 280.1381 | 0 | 26.5068 | 50.2208 | 1.5913 | 30.031 | 17.0427 | 0 | 1.9401 | 0.49355
1995-09-26 02:00 | 222.0397 | 279.2116 | 0 | 32.8592 | 43.8944 | 1.5911 | 24.5051 | 16.4482 | 0 | 1.9401 | 0
1995-09-26 03:00 | 231.806 | 271.8325 | 0 | 45.3904 | 23.9049 | 1.5906 | 26.1627 | 15.4083 | 0 | 1.9401 | 0.20685
1995-09-26 04:00 | 237.1246 | 271.4668 | 0.031459 | 29.7357 | 25.7716 | 1.5772 | 26.6317 | 15.4178 | 0 | 1.9401 | 0.3842
1995-09-26 05:00 | 234.0286 | 278.3093 | 2.5243 | 44.5666 | 15.2672 | 1.576 | 23.1323 | 16.8396 | 0 | 1.9401 | 9.9235
1995-09-26 06:00 | 238.9025 | 279.0979 | 38.2674 | 24.305 | 19.2084 | 1.5774 | 23.437 | 17.2649 | 0 | 1.9401 | 0
1995-09-26 07:00 | 249.338 | 271.7903 | 141.5052 | 22.5057 | 11.4693 | 1.5771 | 14.0669 | 17.0718 | 0 | 1.8436 | 0.063558
1995-09-26 08:00 | 224.9103 | 272.1186 | 265.7503 | 20.5591 | 11.4693 | 1.5771 | 13.5483 | 16.0303 | 0 | 0.12171 | 0
1995-09-26 09:00 | 223.1621 | 263.4772 | 339.1265 | 16.9122 | 11.4693 | 1.5775 | 11.9893 | 17.1138 | 0 | 0.079621 | 0
1995-09-26 10:00 | 206.8466 | 252.2833 | 392.1602 | 16.4098 | 11.4693 | 1.5371 | 11.6636 | 16.3598 | 0 | 0.079621 | 0
1995-09-26 11:00 | 213.0582 | 233.8029 | 397.5641 | 11.0664 | 11.4693 | 1.583 | 11.3926 | 17.3812 | 0 | 0.079621 | 0
1995-09-26 12:00 | 216.1605 | 221.1647 | 369.4714 | 22.1433 | 11.4693 | 1.5836 | 20.2146 | 17.0889 | 0 | 0.079621 | 0
1995-09-26 13:00 | 204.3289 | 219.7433 | 359.6767 | 20.0221 | 11.4693 | 1.5836 | 22.4907 | 16.1662 | 0 | 0.079621 | 0.21217
1995-09-26 14:00 | 217.1002 | 215.4425 | 303.6597 | 20.5899 | 11.4693 | 1.5841 | 26.7558 | 15.1753 | 0 | 0.079621 | 0.30263
1995-09-26 15:00 | 221.7393 | 215.7131 | 227.6989 | 23.8845 | 11.4693 | 1.584 | 33.584 | 16.5494 | 0 | 0.27222 | 6.5627
1995-09-26 16:00 | 231.5489 | 211.6567 | 129.8334 | 28.6606 | 11.4693 | 1.5882 | 35.6259 | 17.7857 | 0 | 0.34102 | 17.7996
1995-09-26 17:00 | 230.6881 | 209.216 | 34.8085 | 46.7129 | 11.4693 | 1.5882 | 36.9465 | 17.603 | 0 | 1.941 | 25.8066
1995-09-26 18:00 | 235.393 | 201.8183 | 0.70577 | 39.8285 | 23.9009 | 1.588 | 39.2836 | 17.0159 | 0 | 1.941 | 35.9037
1995-09-26 19:00 | 230.8217 | 201.4264 | 0 | 37.1537 | 30.1391 | 1.5882 | 38.9922 | 17.799 | 0 | 1.941 | 25.792
1995-09-26 20:00 | 235.3757 | 186.252 | 0 | 58.9973 | 11.4693 | 1.5854 | 50.1956 | 17.9712 | 0 | 1.941 | 26.4266
1995-09-26 21:00 | 232.3047 | 177.7539 | 0 | 52.907 | 41.2472 | 1.5858 | 48.8313 | 16.7813 | 0 | 1.941 | 15.3087
1995-09-26 22:00 | 237.8897 | 178.9936 | 0 | 66.1016 | 14.0179 | 1.6101 | 43.1527 | 16.6596 | 0 | 1.941 | 7.8508
1995-09-26 23:00 | 225.7932 | 177.902 | 0 | 44.7903 | 15.6158 | 1.6101 | 39.9064 | 17.828 | 0 | 1.9401 | 13.1758
1995-09-27 | 225.8784 | 177.7496 | 0 | 66.1485 | 13.6913 | 1.61 | 51.9756 | 17.4661 | 0 | 1.9401 | 27.7002
1995-09-27 01:00 | 219.4465 | 178.7682 | 0 | 49.3886 | 28.9115 | 1.6099 | 47.7126 | 17.6417 | 0 | 1.9401 | 38.0812
1995-09-27 02:00 | 217.7067 | 173.6726 | 0 | 63.0722 | 15.9295 | 1.5856 | 46.9498 | 17.6151 | 0 | 1.9401 | 25.1535
1995-09-27 03:00 | 215.1898 | 161.0035 | 0 | 51.2761 | 20.8498 | 1.585 | 65.7506 | 17.625 | 0 | 1.9401 | 33.6667
1995-09-27 04:00 | 217.0954 | 143.3857 | 0.031 | 48.0532 | 15.3702 | 1.5842 | 42.0908 | 17.5559 | 0 | 1.9401 | 45.604
1995-09-27 05:00 | 213.3386 | 136.7481 | 2.6693 | 63.8714 | 26.754 | 1.5825 | 46.8146 | 17.6894 | 0 | 1.9401 | 34.5637
1995-09-27 06:00 | 213.0111 | 139.5266 | 34.8561 | 59.2536 | 25.3327 | 1.5837 | 59.8614 | 18.0164 | 0 | 1.8989 | 21.3588
1995-09-27 07:00 | 202.3406 | 156.8174 | 135.8418 | 43.0691 | 31.2333 | 1.583 | 24.9384 | 18.2827 | 0 | 1.8015 | 50.5592
1995-09-27 08:00 | 186.2639 | 191.4346 | 258.1258 | 34.0519 | 21.3693 | 1.583 | 18.0484 | 18.262 | 0 | 1.6168 | 2.274
1995-09-27 09:00 | 186.5291 | 210.5186 | 330.0682 | 25.4789 | 21.3693 | 1.5834 | 9.4721 | 17.927 | 0 | 0.016806 | 0.46174
1995-09-27 10:00 | 157.1063 | 219.3852 | 388.8033 | 21.6014 | 21.3693 | 1.6153 | 11.0004 | 17.8985 | 0 | 0.016806 | 1.0118
1995-09-27 11:00 | 163.8286 | 230.0903 | 394.6196 | 17.1761 | 21.3693 | 1.6161 | 7.3847 | 17.8908 | 0 | 0.016806 | 1.804
1995-09-27 12:00 | 155.9825 | 233.1215 | 392.3469 | 28.5904 | 21.3693 | 1.617 | 8.4743 | 17.7665 | 0 | 0.016806 | 1.9124
1995-09-27 13:00 | 209.5138 | 235.2792 | 329.7019 | 19.3854 | 21.3693 | 0.13066 | 10.1757 | 17.6305 | 0 | 0.016806 | 2.58
1995-09-27 14:00 | 224.4932 | 235.1109 | 281.5453 | 19.5468 | 21.5965 | 1.6176 | 14.4461 | 16.5394 | 0 | 0.016806 | 3.6771
1995-09-27 15:00 | 225.669 | 242.433 | 221.5333 | 27.3012 | 24.284 | 1.6175 | 17.4342 | 17.9089 | 0 | 0.24361 | 3.4801
1995-09-27 16:00 | 243.9735 | 234.1477 | 119.1524 | 33.4007 | 25.1087 | 1.6204 | 22.029 | 18.0173 | 0 | 0.34102 | 23.5638
1995-09-27 17:00 | 251.3463 | 246.3454 | 31.3191 | 38.9304 | 21.8783 | 1.6203 | 26.2249 | 17.9657 | 0 | 1.941 | 21.36
1995-09-27 18:00 | 250.1167 | 244.1202 | 0.54143 | 38.2355 | 23.5322 | 1.6201 | 32.2765 | 17.9811 | 0 | 1.941 | 46.9869
1995-09-27 19:00 | 256.5383 | 243.0109 | 0 | 53.5485 | 22.0444 | 1.617 | 27.4574 | 17.9723 | 0 | 1.941 | 23.4867
1995-09-27 20:00 | 261.545 | 236.2596 | 0 | 40.0306 | 31.9335 | 1.618 | 25.9007 | 18.0811 | 0 | 1.8989 | 13.5504
1995-09-27 21:00 | 263.8052 | 237.8422 | 0 | 34.6642 | 34.6996 | 1.6181 | 30.0452 | 18.1337 | 0 | 1.8989 | 12.76
1995-09-27 22:00 | 252.258 | 241.2334 | 0 | 33.5763 | 54.3338 | 0.13066 | 21.1905 | 16.9044 | 0 | 1.8989 | 12.4526
1995-09-27 23:00 | 250.0751 | 227.7015 | 0 | 47.4556 | 29.9149 | 0.13066 | 22.9292 | 11.91 | 0 | 1.8989 | 0.68606
1995-09-28 | 225.0283 | 238.4245 | 0 | 42.4963 | 71.304 | 0.13066 | 21.3127 | 11.8391 | 0 | 1.8989 | 9.2136
1995-09-28 01:00 | 219.9581 | 233.4238 | 0 | 30.0111 | 70.7766 | 0.13066 | 22.6568 | 14.6422 | 0 | 1.8989 | 20.61
1995-09-28 02:00 | 226.4132 | 248.2187 | 0 | 34.5039 | 70.4296 | 1.9452 | 34.1011 | 17.7351 | 0 | 1.9136 | 7.5503
1995-09-28 03:00 | 208.6349 | 233.9155 | 0 | 30.9302 | 70.8485 | 0.58233 | 19.2482 | 11.6749 | 0 | 2.9562 | 24.0395
1995-09-28 04:00 | 203.7258 | 232.4447 | 0.02516 | 22.1964 | 70.0404 | 0.58233 | 25.2226 | 11.6819 | 0 | 2.9562 | 16.2407
1995-09-28 05:00 | 214.9987 | 237.364 | 3.132 | 20.2654 | 71.304 | 0.58233 | 47.6781 | 12.0111 | 0 | 2.9562 | 3.6862
1995-09-28 06:00 | 195.2903 | 246.6755 | 30.079 | 36.6278 | 71.304 | 0.58233 | 15.9319 | 11.8913 | 0 | 2.9562 | 8.6646
1995-09-28 07:00 | 194.0383 | 240.1559 | 128.4719 | 36.7663 | 71.304 | 0.67733 | 14.422 | 17.7964 | 0 | 2.9562 | 10.5041
1995-09-28 08:00 | 182.6472 | 224.8776 | 265.7518 | 17.3482 | 71.304 | 2.1725 | 11.0144 | 12.0027 | 0 | 2.6743 | 0.93096
1995-09-28 09:00 | 128.5591 | 220.401 | 363.1147 | 20.5189 | 40.2006 | 0.67733 | 7.307 | 12.2146 | 0 | 1.0743 | 18.4211
1995-09-28 10:00 | 166.2687 | 208.4861 | 427.39 | 10.1287 | 42.9051 | 0.67733 | 7.2937 | 11.9676 | 0 | 1.0743 | 1.2167
1995-09-28 11:00 | 160.9646 | 202.3346 | 438.3126 | 17.7262 | 29.5271 | 0.67733 | 7.2755 | 13.4769 | 0 | 1.0743 | 0
1995-09-28 12:00 | 131.0132 | 199.9785 | 465.9025 | 27.332 | 19.698 | 0.67733 | 7.2168 | 11.9004 | 0 | 1.0692 | 0.19504
1995-09-28 13:00 | 172.4705 | 202.5708 | 408.3619 | 9.226 | 34.9426 | 0.67733 | 9.2439 | 11.9295 | 0 | 1.0692 | 0.52954
1995-09-28 14:00 | 183.7518 | 198.022 | 371.8551 | 13.4527 | 40.5148 | 0.71633 | 11.038 | 11.9703 | 0 | 1.0743 | 0.474
1995-09-28 15:00 | 203.0496 | 201.3819 | 271.3079 | 16.627 | 51.1778 | 0.71633 | 12.8568 | 17.8114 | 0 | 1.259 | 3.9727
1995-09-28 16:00 | 206.2518 | 219.0744 | 139.2475 | 27.2658 | 71.304 | 2.2277 | 16.0678 | 18.0152 | 0 | 1.3562 | 21.711
1995-09-28 17:00 | 198.7592 | 223.5856 | 31.2715 | 28.3746 | 71.304 | 2.2308 | 20.2904 | 18.0227 | 0 | 2.9562 | 39.687
1995-09-28 18:00 | 197.6094 | 226.8499 | 0.36502 | 31.2513 | 71.304 | 2.6092 | 19.2497 | 18.0587 | 0 | 2.9562 | 57.4583
1995-09-28 19:00 | 195.5905 | 231.1017 | 0 | 38.6369 | 71.304 | 2.6098 | 18.2433 | 18.0965 | 0 | 2.9562 | 34.7647
1995-09-28 20:00 | 192.6929 | 231.9166 | 0 | 38.1356 | 71.304 | 2.7052 | 22.8415 | 18.0802 | 0 | 2.9562 | 32.3848
1995-09-28 21:00 | 186.961 | 230.4505 | 0 | 40.8635 | 71.304 | 2.7053 | 18.6814 | 18.0667 | 0 | 2.9562 | 24.3858
1995-09-28 22:00 | 199.2952 | 232.2938 | 0 | 32.2903 | 71.304 | 2.6834 | 21.9624 | 17.694 | 0 | 2.9562 | 4.8539
1995-09-28 23:00 | 187.9365 | 229.2999 | 0 | 22.6759 | 71.304 | 2.6584 | 40.5013 | 17.8852 | 0 | 2.9562 | 6.2927
1995-09-29 | 189.906 | 223.9519 | 0 | 35.0063 | 71.304 | 2.6832 | 59.9463 | 17.7801 | 0 | 3.6664 | 18.8731
1995-09-29 01:00 | 185.7139 | 224.8037 | 0 | 31.7936 | 72.9047 | 2.6432 | 57.6826 | 17.9439 | 0 | 3.3791 | 17.1689
1995-09-29 02:00 | 188.2856 | 221.6923 | 0 | 34.6782 | 72.757 | 2.6644 | 57.6756 | 17.9302 | 0 | 2.9562 | 12.3133
1995-09-29 03:00 | 192.1787 | 214.5922 | 0 | 25.3584 | 73.1059 | 2.6635 | 55.4702 | 17.734 | 0 | 2.9562 | 18.3127
1995-09-29 04:00 | 186.3592 | 216.9367 | 0.024839 | 24.0456 | 71.304 | 2.6625 | 52.4365 | 17.7876 | 0 | 2.9562 | 11.1934
1995-09-29 05:00 | 187.9155 | 214.8099 | 0.95585 | 20.6726 | 71.304 | 2.6612 | 50.8441 | 18.0442 | 0 | 2.9562 | 9.2188
1995-09-29 06:00 | 193.0902 | 212.1293 | 32.3918 | 26.257 | 71.304 | 2.6605 | 48.1352 | 17.9547 | 0 | 2.5088 | 2.3707
1995-09-29 07:00 | 170.3443 | 204.9823 | 140.1942 | 18.2472 | 71.304 | 1.168 | 35.2945 | 12.0733 | 0 | 3.7912 | 3.8651
1995-09-29 08:00 | 143.3488 | 200.2576 | 278.804 | 12.5508 | 64.2393 | 0.96866 | 17.8216 | 17.0418 | 0 | 3.5692 | 0.034986
1995-09-29 09:00 | 136.8072 | 213.9692 | 381.8828 | 10.2288 | 42.4069 | 2.4453 | 10.8965 | 17.5557 | 0 | 1.9692 | 0.28248
1995-09-29 10:00 | 159.0481 | 201.3335 | 433.3578 | 18.0751 | 19.698 | 0.83166 | 10.7828 | 17.8906 | 0 | 1.5496 | 0.07589
1995-09-29 11:00 | 147.0403 | 180.3347 | 449.0301 | 8.6988 | 30.4871 | 0.81499 | 9.976 | 12.2789 | 0 | 1.0692 | 0.1576
1995-09-29 12:00 | 166.808 | 196.3116 | 424.3403 | 14.6387 | 33.5968 | 0.81499 | 9.9289 | 12.2471 | 0 | 1.0692 | 0.42074
1995-09-29 13:00 | 156.6612 | 197.2242 | 409.5962 | 19.3401 | 23.2509 | 0.81499 | 9.3983 | 12.0079 | 0 | 1.0692 | 0
1995-09-29 14:00 | 190.735 | 207.4279 | 351.6658 | 16.9383 | 55.865 | 2.0943 | 9.943 | 17.6318 | 0 | 0.011692 | 0.17002
1995-09-29 15:00 | 207.3234 | 218.3885 | 256.8879 | 15.3805 | 71.304 | 2.0744 | 12.3418 | 18.0659 | 0 | 1.0348 | 0.78267
1995-09-29 16:00 | 216.6465 | 224.2833 | 130.3198 | 26.9055 | 71.304 | 1.9123 | 19.2035 | 18.1709 | 0 | 2.7987 | 14.5755
1995-09-29 17:00 | 216.6341 | 221.6016 | 27.6 | 23.4131 | 69.7524 | 1.9124 | 60.2461 | 18.1058 | 0 | 2.7987 | 24.488
1995-09-29 18:00 | 218.7962 | 220.5935 | 0.17044 | 17.7285 | 69.0064 | 1.8714 | 62.0786 | 18.2871 | 0 | 2.7989 | 25.091
1995-09-29 19:00 | 214.4024 | 222.044 | 0 | 23.2943 | 68.5453 | 1.8715 | 65.8079 | 18.4327 | 0 | 1.8989 | 20.1362
1995-09-29 20:00 | 212.209 | 219.4338 | 0 | 32.6281 | 69.2158 | 1.8497 | 66.8692 | 18.4754 | 0 | 1.8989 | 13.0414
1995-09-29 21:00 | 208.6605 | 215.8377 | 0 | 35.7149 | 69.5579 | 1.8498 | 70.9792 | 18.4538 | 0 | 1.8851 | 12.5172
1995-09-29 22:00 | 215.4232 | 204.0394 | 0 | 32.6024 | 66.9256 | 1.8609 | 72.6076 | 18.397 | 0 | 1.8702 | 14.447
1995-09-29 23:00 | 211.9515 | 198.6092 | 0 | 22.3507 | 65.5097 | 1.8608 | 65.4643 | 18.3251 | 0 | 2.5696 | 21.8851
1995-09-30 | 210.0595 | 192.0202 | 0 | 32.2863 | 63.5889 | 1.5118 | 34.1735 | 18.3134 | 0 | 1.7214 | 19.5069
1995-09-30 01:00 | 207.0335 | 182.6563 | 0 | 24.5035 | 63.8411 | 1.5108 | 50.2786 | 18.2793 | 0 | 1.7214 | 21.8692
1995-09-30 02:00 | 202.688 | 177.4158 | 0 | 33.5078 | 65.4778 | 1.5102 | 44.1019 | 18.2193 | 0 | 1.7214 | 11.0312
1995-09-30 03:00 | 198.7764 | 174.3264 | 0 | 24.475 | 66.7153 | 1.5075 | 28.4299 | 18.224 | 0 | 1.7214 | 36.6396
1995-09-30 04:00 | 197.5035 | 168.1773 | 0.022442 | 20.5887 | 65.1351 | 0.072995 | 49.7676 | 18.2218 | 0 | 1.7214 | 4.7893
1995-09-30 05:00 | 195.7946 | 166.2526 | 2.6494 | 24.0669 | 65.6351 | 0.056331 | 49.2119 | 15.5847 | 0 | 1.7214 | 8.2465
1995-09-30 06:00 | 190.963 | 161.3293 | 37.0444 | 26.716 | 63.1289 | 0.011253 | 27.5738 | 12.6579 | 0 | 1.6946 | 14.148
1995-09-30 07:00 | 184.0699 | 153.0031 | 146.5669 | 17.125 | 66.8386 | 0.011253 | 27.2572 | 12.7567 | 0 | 1.6162 | 12.0366
1995-09-30 08:00 | 156.1945 | 150.5009 | 269.3497 | 13.8854 | 63.9993 | 0 | 24.7456 | 18.2723 | 0 | 1.6162 | 0.16013
1995-09-30 09:00 | 148.3886 | 137.2184 | 357.9475 | 11.7211 | 68.0665 | 0 | 23.4494 | 17.287 | 0 | 0.016222 | 0.33464
1995-09-30 10:00 | 158.1697 | 143.9943 | 402.921 | 24.1152 | 41.7019 | 0 | 21.941 | 17.742 | 0 | 0.016222 | 0
1995-09-30 11:00 | 143.6879 | 137.7209 | 428.5854 | 10.7914 | 46.6948 | 0 | 23.2263 | 15.1999 | 0 | 0.016644 | 5.1301
1995-09-30 12:00 | 148.1221 | 134.7494 | 417.1096 | 9.8459 | 43.322 | 0 | 24.0583 | 12.633 | 0 | 0.020431 | 0
1995-09-30 13:00 | 151.5159 | 124.261 | 385.6891 | 16.4117 | 51.533 | 0 | 23.9743 | 12.6953 | 0 | 0.021546 | 0.1671
1995-09-30 14:00 | 166.4801 | 111.3933 | 319.9135 | 18.301 | 59.8649 | 1.6255 | 24.3349 | 18.4695 | 0 | 0.0167 | 0.21022
1995-09-30 15:00 | 166.0474 | 98.6233 | 226.6141 | 20.9525 | 72.4214 | 1.6594 | 36.2047 | 18.5124 | 0 | 0.29914 | 0.46502
1995-09-30 16:00 | 164.8891 | 91.8117 | 110.9277 | 22.0779 | 74.6039 | 1.6592 | 47.3001 | 18.4084 | 0 | 1.9004 | 12.7316
1995-09-30 17:00 | 162.761 | 87.5561 | 22.69 | 43.6871 | 73.4891 | 1.6617 | 59.7717 | 18.4449 | 0 | 1.898 | 24.6814
1995-09-30 18:00 | 160.4086 | 87.7603 | 0.074819 | 34.6749 | 73.4891 | 1.941 | 69.5063 | 18.4838 | 0 | 1.8994 | 21.7831
1995-09-30 19:00 | 160.9053 | 89.9204 | 0 | 30.6176 | 72.3911 | 2.0991 | 70.4349 | 18.6082 | 0 | 1.9015 | 26.8281
1995-09-30 20:00 | 163.8135 | 88.395 | 0 | 38.2485 | 72.3911 | 2.1289 | 66.9606 | 18.4519 | 0 | 1.9017 | 19.9598
1995-09-30 21:00 | 158.481 | 90.8457 | 0 | 33.8663 | 73.1969 | 2.0124 | 70.5206 | 18.4228 | 0 | 1.9019 | 15.0341
1995-09-30 22:00 | 162.6753 | 94.7251 | 0 | 27.6353 | 73.3577 | 1.6572 | 53.7716 | 18.3638 | 0 | 2.0573 | 22.5487
1995-09-30 23:00 | 157.5442 | 101.2313 | 0 | 23.6082 | 72.244 | 1.6574 | 69.5405 | 18.3143 | 0 | 1.9898 | 5.7428
1995-10-01 | 159.0338 | 110.4791 | 0 | 43.5995 | 81.1931 | 2.7625 | 86.1231 | 18.2451 | 0 | 3.1345 | 30.2377
1995-10-01 01:00 | 154.9306 | 130.9685 | 0 | 40.7934 | 81.1931 | 2.4746 | 83.1416 | 18.1828 | 0 | 3.1277 | 19.2477
1995-10-01 02:00 | 154.9545 | 144.6549 | 0 | 32.5421 | 81.1931 | 1.8119 | 81.4551 | 18.131 | 0 | 2.0741 | 2.805
1995-10-01 03:00 | 156.2443 | 157.3506 | 0 | 31.789 | 80.7853 | 1.811 | 71.5618 | 18.1605 | 0 | 2.0741 | 15.6275
1995-10-01 04:00 | 155.5985 | 173.5257 | 0.021981 | 34.6474 | 77.6474 | 1.8312 | 81.1948 | 18.1919 | 0 | 2.0741 | 4.4014
1995-10-01 05:00 | 157.8284 | 184.9345 | 1.9772 | 34.6187 | 75.1238 | 1.8457 | 75.6427 | 18.199 | 0 | 2.0741 | 19.1594
1995-10-01 06:00 | 155.8443 | 194.1989 | 32.3668 | 28.1812 | 80.0131 | 1.8259 | 78.0045 | 18.3582 | 0 | 2.0741 | 24.7812
1995-10-01 07:00 | 149.0702 | 208.2998 | 118.0986 | 39.5698 | 80.0131 | 1.8266 | 66.4337 | 18.5706 | 0 | 2.0947 | 1.2303
1995-10-01 08:00 | 141.8182 | 221.6079 | 221.8328 | 20.6746 | 80.0131 | 1.8603 | 36.44 | 18.5657 | 0 | 2.0947 | 0.1448
1995-10-01 09:00 | 149.0174 | 236.8349 | 291.3278 | 13.3112 | 80.0131 | 1.8619 | 23.3674 | 18.5155 | 0 | 2.0947 | 1.3609
1995-10-01 10:00 | 145.6998 | 244.5332 | 331.5941 | 13.8151 | 80.0131 | 1.8463 | 23.0093 | 18.3973 | 0 | 1.8987 | 0
1995-10-01 11:00 | 142.7588 | 246.9764 | 362.3225 | 16.0896 | 80.0131 | 1.8479 | 24.0568 | 18.3781 | 0 | 1.8987 | 0
1995-10-01 12:00 | 148.2647 | 239.7373 | 364.3693 | 14.7391 | 80.0131 | 1.8502 | 24.0665 | 18.3279 | 0 | 1.8987 | 0
1995-10-01 13:00 | 159.6527 | 244.1877 | 326.5768 | 24.4783 | 80.0131 | 1.8512 | 25.6288 | 18.331 | 0 | 1.8987 | 0.14793
1995-10-01 14:00 | 176.5972 | 249.3015 | 263.1929 | 11.5508 | 80.0131 | 1.7006 | 26.204 | 18.508 | 0 | 1.8987 | 0
1995-10-01 15:00 | 183.1133 | 246.3141 | 196.718 | 20.3442 | 80.0131 | 1.7053 | 30.0586 | 18.4131 | 0 | 1.8987 | 0.63638
1995-10-01 16:00 | 186.9923 | 244.4404 | 101.3217 | 27.2507 | 80.0131 | 1.679 | 46.348 | 18.5453 | 0 | 1.9117 | 13.1431
1995-10-01 17:00 | 192.37 | 238.3109 | 23.8359 | 35.6576 | 80.0131 | 1.6781 | 66.7789 | 18.5792 | 0 | 1.941 | 13.546
1995-10-01 18:00 | 196.3855 | 233.6975 | 0.026318 | 41.2717 | 79.5657 | 1.7183 | 71.7115 | 18.5225 | 0 | 1.941 | 31.0364
1995-10-01 19:00 | 196.4843 | 230.9359 | 0 | 43.4352 | 78.3186 | 1.7152 | 72.5372 | 18.6268 | 0 | 1.941 | 25.1574
1995-10-01 20:00 | 196.6975 | 219.627 | 0 | 37.6611 | 79.4567 | 1.7149 | 71.7056 | 18.5342 | 0 | 1.941 | 23.4992
1995-10-01 21:00 | 192.174 | 212.9334 | 0 | 39.7231 | 79.6649 | 1.7265 | 67.0727 | 18.4659 | 0 | 1.941 | 2.3939
1995-10-01 22:00 | 192.3032 | 202.7323 | 0 | 42.6508 | 79.9512 | 1.6936 | 65.6604 | 18.3985 | 0 | 1.941 | 4.5817
1995-10-01 23:00 | 189.5673 | 199.7411 | 0 | 25.5186 | 79.8545 | 1.6755 | 64.55 | 18.3063 | 0 | 1.9202 | 3.0412
1995-10-02 | 184.2768 | 198.1124 | 0 | 40.5884 | 80.0131 | 1.6965 | 58.4054 | 18.1799 | 0 | 1.9314 | 6.2232
1995-10-02 01:00 | 178.2646 | 197.0472 | 0 | 40.4503 | 80.0131 | 1.6968 | 52.1203 | 18.1566 | 0 | 1.924 | 5.6184
1995-10-02 02:00 | 174.602 | 192.2656 | 0 | 32.3511 | 80.0131 | 1.9624 | 56.1287 | 18.1238 | 0 | 1.9239 | 3.6865
1995-10-02 03:00 | 173.589 | 184.8355 | 0 | 33.7561 | 80.0131 | 1.9603 | 55.9349 | 18.0872 | 0 | 2.085 | 3.7846
1995-10-02 04:00 | 170.5934 | 175.5306 | 0.010191 | 28.1715 | 80.0131 | 1.9581 | 63.6554 | 18.1135 | 0 | 2.0804 | 8.2381
1995-10-02 05:00 | 166.8935 | 163.3181 | 2.6933 | 43.9627 | 80.0131 | 2.4198 | 57.226 | 18.1801 | 0 | 2.8088 | 8.8025
1995-10-02 06:00 | 159.4993 | 161.0015 | 32.1233 | 42.0162 | 80.0131 | 2.6999 | 70.2051 | 18.3177 | 0 | 3.6206 | 9.9452
1995-10-02 07:00 | 145.4909 | 162.1626 | 134.1895 | 24.9027 | 80.0131 | 2.7011 | 64.5473 | 18.366 | 0 | 3.7555 | 3.5199
1995-10-02 08:00 | 133.0297 | 162.5228 | 264.0708 | 27.3515 | 80.0131 | 2.4146 | 55.6188 | 18.3345 | 0 | 3.7558 | 1.5999
1995-10-02 09:00 | 111.6837 | 166.3204 | 377.8139 | 17.2024 | 80.0131 | 2.4168 | 45.9341 | 18.3234 | 0 | 3.7519 | 1.2536
1995-10-02 10:00 | 96.2634 | 169.3645 | 434.7383 | 36.5619 | 80.0131 | 2.4193 | 53.1083 | 18.2967 | 0 | 3.7559 | 2.0773
1995-10-02 11:00 | 104.3194 | 186.118 | 448.6362 | 18.8031 | 80.0131 | 2.442 | 51.4308 | 18.2108 | 0 | 3.741 | 0.57019
1995-10-02 12:00 | 111.2437 | 192.2022 | 433.9746 | 16.9946 | 80.4591 | 2.4436 | 42.7233 | 18.1489 | 0 | 3.7506 | 0.64426
1995-10-02 13:00 | 116.9168 | 197.3394 | 384.4385 | 21.9322 | 80.4591 | 2.4452 | 50.5799 | 18.1503 | 0 | 3.7535 | 0.22773
1995-10-02 14:00 | 114.5871 | 201.2503 | 309.8654 | 21.7784 | 80.4591 | 2.446 | 51.0958 | 18.1439 | 0 | 3.7411 | 0.4732
1995-10-02 15:00 | 112.0266 | 207.9461 | 199.4235 | 27.7082 | 80.4591 | 2.4672 | 43.9479 | 18.1172 | 0 | 3.7474 | 1.5246
1995-10-02 16:00 | 101.5703 | 213.595 | 93.0515 | 58.2805 | 80.4591 | 2.6616 | 53.26 | 18.2001 | 0 | 3.7926 | 9.2795
1995-10-02 17:00 | 95.2943 | 220.3943 | 19.0043 | 60.4772 | 80.4591 | 2.6806 | 53.3748 | 18.2631 | 0 | 3.7865 | 46.2485
1995-10-02 18:00 | 96.9175 | 219.073 | 0 | 72.4693 | 80.4591 | 2.6592 | 54.5147 | 18.3541 | 0 | 3.7902 | 50.2987
1995-10-02 19:00 | 103.2073 | 214.7886 | 0 | 60.3074 | 80.4591 | 2.6581 | 53.6088 | 18.3767 | 0 | 3.7954 | 54.2165
1995-10-02 20:00 | 109.5453 | 209.3957 | 0 | 56.5219 | 80.4591 | 2.6504 | 52.8135 | 18.3935 | 0 | 3.7961 | 43.9468
1995-10-02 21:00 | 116.1049 | 203.7474 | 0 | 50.6941 | 80.4591 | 2.6501 | 52.6714 | 18.3495 | 0 | 3.7966 | 38.559
1995-10-02 22:00 | 129.965 | 210.2305 | 0 | 45.9748 | 80.4591 | 2.6718 | 53.2756 | 18.3117 | 0 | 3.7896 | 21.0268
1995-10-02 23:00 | 125.5914 | 202.9072 | 0 | 47.8758 | 80.4591 | 2.6676 | 51.731 | 18.2364 | 0 | 3.7728 | 2.9799
1995-10-03 | 123.124 | 196.4252 | 0 | 46.3794 | 80.4591 | 2.1703 | 33.0171 | 18.1141 | 0 | 2.4747 | 3.4766
1995-10-03 01:00 | 124.6423 | 184.3467 | 0 | 49.0153 | 80.4591 | 2.1704 | 35.819 | 18.0574 | 0 | 2.4277 | 4.1762
1995-10-03 02:00 | 127.5269 | 173.3101 | 0 | 39.9688 | 80.4591 | 2.1704 | 39.7526 | 18.0459 | 0 | 1.8733 | 8.5696
1995-10-03 03:00 | 130.4601 | 171.1688 | 0 | 41.6583 | 80.4591 | 2.2629 | 37.6241 | 18.0196 | 0 | 1.8795 | 9.1364
1995-10-03 04:00 | 133.7804 | 175.0822 | 0.015091 | 41.8744 | 78.2108 | 2.2609 | 37.1959 | 18.0535 | 0 | 1.8755 | 4.8417
1995-10-03 05:00 | 137.492 | 181.5021 | 3.0969 | 31.3393 | 74.6868 | 2.2597 | 41.0836 | 18.0988 | 0 | 1.8748 | 10.4078
1995-10-03 06:00 | 143.3409 | 185.5247 | 31.1769 | 21.9741 | 80.4591 | 2.2597 | 31.7443 | 18.1263 | 0 | 1.8776 | 8.894
1995-10-03 07:00 | 144.6138 | 189.0942 | 115.8797 | 16.5295 | 73.3772 | 2.2607 | 37.1029 | 18.185 | 0 | 2.4569 | 1.7584
1995-10-03 08:00 | 141.4959 | 197.5658 | 224.7446 | 29.2384 | 34.4036 | 2.2623 | 19.2866 | 18.1744 | 0 | 1.3622 | 0.39467
1995-10-03 09:00 | 123.1527 | 198.4641 | 319.0471 | 18.1601 | 31.0491 | 2.2637 | 15.9798 | 18.1699 | 0 | 1.8567 | 0.4523
1995-10-03 10:00 | 130.3758 | 205.029 | 350.1047 | 12.9577 | 31.0491 | 2.1241 | 16.3619 | 18.1716 | 0 | 1.2652 | 0.045754
1995-10-03 11:00 | 114.97 | 200.2742 | 392.9518 | 14.1186 | 31.0491 | 2.1261 | 13.408 | 18.0948 | 0 | 1.2524 | 0
1995-10-03 12:00 | 120.7952 | 195.1436 | 392.1604 | 13.2192 | 31.0491 | 2.1272 | 12.3571 | 18.0647 | 0 | 1.2607 | 0.17271
1995-10-03 13:00 | 125.938 | 193.2989 | 359.9409 | 15.5989 | 31.0491 | 2.1278 | 12.311 | 18.0936 | 0 | 1.8581 | 0.077406
1995-10-03 14:00 | 138.9145 | 196.039 | 274.072 | 19.3895 | 31.0491 | 2.1248 | 18.2235 | 18.0052 | 0 | 1.3497 | 14.3509
1995-10-03 15:00 | 145.8567 | 216.929 | 180.9473 | 27.6531 | 31.0491 | 2.125 | 24.8298 | 18.134 | 0 | 1.931 | 24.6922
1995-10-03 16:00 | 157.9939 | 230.3594 | 87.6936 | 36.3608 | 43.8596 | 2.1046 | 35.4973 | 18.1808 | 0 | 1.3601 | 32.3433
1995-10-03 17:00 | 177.2407 | 246.076 | 21.0407 | 37.4837 | 44.2887 | 1.7848 | 32.5624 | 18.2745 | 0 | 1.4366 | 16.7967
1995-10-03 18:00 | 191.9682 | 255.5975 | 0 | 28.862 | 49.0834 | 1.635 | 32.6578 | 18.2308 | 0 | 0.84075 | 12.3797
1995-10-03 19:00 | 203.5533 | 261.8485 | 0 | 31.0744 | 19.6555 | 1.6258 | 34.9152 | 18.329 | 0 | 0.79866 | 19.5135
1995-10-03 20:00 | 210.7196 | 264.224 | 0 | 27.3466 | 21.8212 | 1.6264 | 28.9406 | 18.337 | 0 | 0.84075 | 23.1859
1995-10-03 21:00 | 215.1409 | 263.2521 | 0 | 34.989 | 16.5367 | 1.6264 | 27.7552 | 18.195 | 0 | 0.84075 | 9.3778
1995-10-03 22:00 | 223.8336 | 265.8785 | 0 | 26.4711 | 19.6543 | 1.6278 | 32.7328 | 18.1749 | 0 | 0.84075 | 4.3303
1995-10-03 23:00 | 223.2184 | 256.2869 | 0 | 24.7014 | 22.8205 | 1.6289 | 23.7699 | 17.9934 | 0 | 0.81995 | 4.9432
1995-10-04 | 221.7074 | 255.2546 | 0 | 32.6178 | 43.9931 | 1.6291 | 44.9749 | 18.0252 | 0 | 1.9199 | 10.0887
1995-10-04 01:00 | 222.9192 | 252.6342 | 0 | 19.2367 | 49.583 | 1.6292 | 42.2699 | 17.9666 | 0 | 1.9199 | 4.4882
1995-10-04 02:00 | 220.3625 | 257.5805 | 0 | 19.0307 | 46.9558 | 1.6291 | 43.4196 | 17.9852 | 0 | 1.9199 | 14.7159
1995-10-04 03:00 | 223.78 | 261.0189 | 0 | 21.1276 | 40.6705 | 1.6261 | 38.0378 | 17.9385 | 0 | 1.9199 | 13.1678
1995-10-04 04:00 | 227.5472 | 262.7212 | 0.0071177 | 21.6916 | 26.3875 | 1.6241 | 37.8269 | 18.0445 | 0 | 1.9199 | 6.9734
1995-10-04 05:00 | 231.2073 | 264.6093 | 2.7414 | 29.1011 | 26.3875 | 1.6292 | 33.8599 | 18.2877 | 0 | 1.9199 | 17.7633
1995-10-04 06:00 | 236.172 | 266.4812 | 28.0358 | 17.8451 | 35.5413 | 1.6291 | 41.8811 | 18.3533 | 0 | 1.8779 | 6.1619
1995-10-04 07:00 | 231.2357 | 274.0587 | 108.2358 | 25.1678 | 26.3875 | 1.6301 | 34.5558 | 18.5499 | 0 | 1.8987 | 4.3153
1995-10-04 08:00 | 214.8232 | 273.873 | 222.3266 | 17.6704 | 26.3875 | 1.6318 | 24.3397 | 18.1676 | 0 | 0.29866 | 0
1995-10-04 09:00 | 194.7298 | 264.3635 | 316.664 | 17.1135 | 26.3875 | 1.6588 | 19.3689 | 16.7693 | 0 | 0.29866 | 0.07
1995-10-04 10:00 | 205.4216 | 264.0916 | 346.4644 | 10.0644 | 26.3875 | 1.6618 | 17.0062 | 16.7055 | 0 | 0.29866 | 0
1995-10-04 11:00 | 194.8892 | 246.3077 | 385.0451 | 12.1809 | 27.1685 | 1.663 | 9.3102 | 17.2466 | 0 | 0.27031 | 0
1995-10-04 12:00 | 193.694 | 240.1788 | 369.2906 | 12.4475 | 28.2561 | 1.6636 | 11.8053 | 17.6737 | 0 | 0.27031 | 0
1995-10-04 13:00 | 170.1426 | 241.7696 | 353.2792 | 18.9862 | 29.0325 | 1.6637 | 14.3909 | 15.9291 | 0 | 0.29866 | 0
1995-10-04 14:00 | 194.265 | 248.9915 | 275.3316 | 13.4653 | 29.434 | 1.6639 | 25.7387 | 18.1725 | 0 | 0.29981 | 1.0676
1995-10-04 15:00 | 197.7357 | 251.5095 | 183.5794 | 23.1783 | 29.0024 | 1.6637 | 39.7576 | 18.1543 | 0 | 0.30574 | 4.3906
1995-10-04 16:00 | 204.847 | 257.6934 | 87.1228 | 32.0442 | 45.1216 | 1.6633 | 42.2578 | 18.4332 | 0 | 0.34075 | 15.6185
1995-10-04 17:00 | 211.6339 | 255.0489 | 19.228 | 27.7305 | 61.0185 | 1.6622 | 42.0654 | 18.5241 | 0 | 1.9407 | 16.1661
1995-10-04 18:00 | 212.7926 | 256.1088 | 0 | 32.7519 | 62.8935 | 1.6592 | 46.506 | 18.5157 | 0 | 1.9407 | 14.5409
1995-10-04 19:00 | 211.6571 | 255.0846 | 0 | 23.5054 | 71.9713 | 1.6582 | 47.3255 | 18.6607 | 0 | 1.9407 | 8.4454
1995-10-04 20:00 | 207.0819 | 246.5191 | 0 | 30.2351 | 76.9679 | 1.6545 | 47.033 | 18.5952 | 0 | 1.9407 | 10.6166
1995-10-04 21:00 | 197.2498 | 238.3811 | 0 | 25.6555 | 78.2002 | 1.6511 | 45.4854 | 18.5792 | 0 | 1.9407 | 9.576
1995-10-04 22:00 | 191.8691 | 236.41 | 0 | 24.725 | 78.1221 | 1.6512 | 44.0655 | 18.4989 | 0 | 1.9407 | 5.0025
1995-10-04 23:00 | 178.4521 | 225.7508 | 0 | 16.0857 | 79.1955 | 1.6397 | 43.4097 | 18.373 | 0 | 1.9325 | 8.7623
1995-10-05 | 170.5481 | 216.6098 | 0 | 45.0391 | 79.1955 | 1.6883 | 48.1797 | 18.4183 | 0 | 1.9311 | 11.1025
1995-10-05 01:00 | 166.5466 | 207.7937 | 0 | 37.04 | 79.1955 | 1.6877 | 47.074 | 18.4248 | 0 | 1.9238 | 8.7359
1995-10-05 02:00 | 164.6676 | 199.2889 | 0 | 30.7073 | 79.1955 | 1.6869 | 48.3826 | 18.4058 | 0 | 1.9236 | 12.8956
1995-10-05 03:00 | 164.1233 | 188.893 | 0 | 26.4845 | 79.1955 | 1.6835 | 47.6115 | 18.3788 | 0 | 1.9309 | 18.0528
1995-10-05 04:00 | 161.7219 | 188.2879 | 0.0014833 | 25.3849 | 79.1955 | 1.6807 | 50.0261 | 18.4045 | 0 | 1.9262 | 4.0922
1995-10-05 05:00 | 161.9848 | 187.0215 | 2.4808 | 18.7813 | 79.1955 | 1.6786 | 53.865 | 18.4873 | 0 | 1.9055 | 14.9879
1995-10-05 06:00 | 159.4049 | 187.0257 | 26.4644 | 17.3217 | 79.1955 | 1.6808 | 54.379 | 18.7161 | 0 | 1.8865 | 17.1454
1995-10-05 07:00 | 151.7803 | 178.5402 | 95.7865 | 31.3925 | 79.1955 | 1.6788 | 49.8842 | 18.7621 | 0 | 2.1103 | 26.8809
1995-10-05 08:00 | 135.8336 | 172.2188 | 196.4857 | 17.3154 | 79.1955 | 1.6803 | 41.9892 | 18.8273 | 0 | 1.9146 | 7.327
1995-10-05 09:00 | 118.9363 | 172.5889 | 282.571 | 13.2137 | 79.1955 | 1.6817 | 34.7242 | 18.8302 | 0 | 1.3252 | 1.5276
1995-10-05 10:00 | 106.6751 | 165.6216 | 324.0855 | 18.543 | 79.1955 | 1.7312 | 35.0054 | 18.7393 | 0 | 0.78639 | 8.5673
1995-10-05 11:00 | 106.6381 | 174.5172 | 345.8736 | 12.3691 | 79.1955 | 1.8258 | 28.1559 | 18.7065 | 0 | 0.77139 | 1.2548
1995-10-05 12:00 | 106.0903 | 179.0638 | 348.1541 | 14.9984 | 79.1955 | 2.0158 | 21.6267 | 18.5097 | 0 | 0.78107 | 1.6264
1995-10-05 13:00 | 108.6274 | 183.4359 | 321.0631 | 12.6308 | 74.4522 | 2.0167 | 19.0931 | 18.6055 | 0 | 0.78392 | 1.9526
1995-10-05 14:00 | 107.0608 | 182.2073 | 269.1386 | 15.7055 | 79.1955 | 2.0281 | 36.909 | 18.6521 | 0 | 0.99588 | 3.2965
1995-10-05 15:00 | 113.1425 | 191.6978 | 185.8181 | 32.8193 | 79.1955 | 2.0058 | 46.3517 | 18.7338 | 0 | 1.0021 | 13.6761
1995-10-05 16:00 | 119.5059 | 205.2417 | 86.5862 | 43.4019 | 79.1955 | 2.194 | 59.7912 | 18.7891 | 0 | 2.1474 | 20.0211
1995-10-05 17:00 | 127.663 | 218.8545 | 19.9913 | 46.2734 | 79.1955 | 2.1146 | 58.6144 | 18.8851 | 0 | 2.1367 | 21.9656
1995-10-05 18:00 | 135.7247 | 229.8468 | 0 | 28.7461 | 79.1955 | 1.8962 | 53.1119 | 18.9293 | 0 | 2.1367 | 47.3934
1995-10-05 19:00 | 139.0893 | 228.4946 | 0 | 43.3994 | 77.7861 | 1.8958 | 55.2762 | 18.8397 | 0 | 2.1367 | 27.5342
1995-10-05 20:00 | 135.4883 | 223.2808 | 0 | 36.6547 | 75.4043 | 1.9595 | 55.1368 | 18.8537 | 0 | 2.1367 | 46.5165
1995-10-05 21:00 | 134.7862 | 217.2006 | 0 | 43.8522 | 72.7684 | 2.1052 | 65.8238 | 18.6939 | 0 | 2.1367 | 23.1373
1995-10-05 22:00 | 138.782 | 244.6219 | 0 | 29.6983 | 70.0345 | 2.0927 | 55.2643 | 18.6971 | 0 | 2.1367 | 15.1631
1995-10-05 23:00 | 128.1511 | 249.2475 | 0 | 25.3413 | 70.0345 | 1.8606 | 46.7653 | 17.4309 | 0 | 2.1159 | 7.2864
1995-10-06 | 121.7406 | 243 | 0 | 45.749 | 64.8955 | 1.6516 | 35.2369 | 17.1855 | 0 | 1.9199 | 17.2119
1995-10-06 01:00 | 111.6378 | 233.3316 | 0 | 38.6612 | 66.9942 | 1.6518 | 39.2452 | 18.2774 | 0 | 1.9199 | 19.3592
1995-10-06 02:00 | 110.2039 | 220.8 | 0 | 40.5514 | 69.9743 | 1.6376 | 39.9473 | 17.1495 | 0 | 1.9199 | 20.5201
1995-10-06 03:00 | 110.4557 | 211.8198 | 0 | 31.1461 | 64.7853 | 1.63 | 41.4659 | 18.3444 | 0 | 1.9199 | 30.7235
1995-10-06 04:00 | 110.8717 | 216.2022 | 0 | 27.8312 | 56.8645 | 1.6276 | 37.0384 | 17.1479 | 0 | 1.9199 | 22.9783
1995-10-06 05:00 | 112.7256 | 224.132 | 2.3467 | 36.8264 | 53.6489 | 1.6262 | 33.3355 | 17.2247 | 0 | 1.9199 | 9.5009
1995-10-06 06:00 | 112.9927 | 238.1996 | 25.2415 | 28.7866 | 49.2635 | 1.6261 | 38.5055 | 17.3756 | 0 | 1.8779 | 1.3328
1995-10-06 07:00 | 110.0772 | 245.9635 | 116.185 | 20.5587 | 45.7693 | 1.6269 | 28.2828 | 18.3046 | 0 | 1.8987 | 0
1995-10-06 08:00 | 105.72 | 249.8347 | 228.914 | 14.4578 | 22.8205 | 1.629 | 14.271 | 17.139 | 0 | 1.8703 | 0
1995-10-06 09:00 | 88.6346 | 243.4008 | 333.13 | 11.9702 | 22.8205 | 1.6303 | 11.4095 | 18.3293 | 0 | 0.27031 | 3.3933
1995-10-06 10:00 | 70.2987 | 248.2081 | 390.0165 | 13.9734 | 22.8205 | 1.6484 | 9.9449 | 16.9789 | 0 | 0.20151 | 0.011529
1995-10-06 11:00 | 91.9713 | 243.3749 | 384.5849 | 10.7956 | 22.8205 | 1.6503 | 10.327 | 16.8666 | 0 | 0.20151 | 5.4731
1995-10-06 12:00 | 80.5763 | 245.9809 | 382.2909 | 15.9845 | 22.8205 | 1.652 | 10.8787 | 18.376 | 0 | 0.20151 | 0.059978
1995-10-06 13:00 | 85.7305 | 245.2833 | 347.7987 | 10.2406 | 23.589 | 1.6536 | 13.663 | 18.0983 | 0 | 0.20151 | 0.11615
1995-10-06 14:00 | 110.4355 | 242.2134 | 275.2989 | 18.433 | 26.3875 | 1.6548 | 17.7191 | 16.9209 | 0 | 0.29866 | 2.2753
1995-10-06 15:00 | 114.6983 | 246.6695 | 188.7152 | 28.0056 | 26.3875 | 1.655 | 32.9672 | 18.3665 | 0 | 0.29893 | 8.6025
1995-10-06 16:00 | 123.1079 | 246.7867 | 90.0494 | 31.4016 | 40.6081 | 1.6535 | 43.9398 | 18.4486 | 0 | 1.941 | 33.8353
1995-10-06 17:00 | 139.4042 | 252.7701 | 20.4815 | 34.6435 | 54.4783 | 1.6545 | 42.7841 | 18.5952 | 0 | 1.941 | 22.7812
1995-10-06 18:00 | 152.5894 | 253.0891 | 0 | 17.2714 | 52.9723 | 1.6539 | 40.9419 | 18.7374 | 0 | 1.941 | 23.8292
1995-10-06 19:00 | 162.6511 | 249.6334 | 0 | 27.1193 | 45.6374 | 1.6551 | 43.1541 | 18.5011 | 0 | 1.941 | 10.3026
1995-10-06 20:00 | 167.4342 | 254.5531 | 0 | 17.5975 | 48.9445 | 1.6904 | 43.8 | 18.5926 | 0 | 1.941 | 17.1836
1995-10-06 21:00 | 169.4435 | 256.9389 | 0 | 37.4181 | 22.8205 | 1.6906 | 44.1271 | 18.8224 | 0 | 1.941 | 15.1161
1995-10-06 22:00 | 175.8746 | 256.8015 | 0 | 21.2213 | 48.3818 | 1.691 | 39.1453 | 17.3744 | 0 | 1.941 | 16.6546
1995-10-06 23:00 | 173.8352 | 256.4116 | 0 | 20.0621 | 40.7692 | 1.691 | 40.4951 | 17.2811 | 0 | 1.9058 | 17.5026
1995-10-07 | 165.9186 | 223.0512 | 0 | 22.5088 | 28.8691 | 1.5736 | 13.403 | 17.3193 | 0 | 0.17691 | 38.9242
1995-10-07 01:00 | 162.4546 | 243.9618 | 0 | 32.3636 | 22.8205 | 1.562 | 12.6778 | 17.8183 | 0 | 0.17691 | 8.9658
1995-10-07 02:00 | 162.578 | 242.888 | 0 | 20.7155 | 22.8205 | 1.5616 | 11.2525 | 18.2766 | 0 | 0.17691 | 19.86
1995-10-07 03:00 | 160.6778 | 239.5787 | 0 | 25.0969 | 21.98 | 1.5583 | 9.6047 | 18.1884 | 0 | 0.17691 | 22.5548
1995-10-07 04:00 | 158.3723 | 240.678 | 0 | 31.3834 | 19.7639 | 0.052253 | 8.9569 | 18.13 | 0 | 0.13482 | 10.2285
1995-10-07 05:00 | 165.6285 | 253.148 | 2.1504 | 31.0441 | 27.4229 | 1.554 | 9.114 | 16.6783 | 0 | 0.13482 | 5.1418
1995-10-07 06:00 | 150.2189 | 249.8085 | 26.1857 | 17.1075 | 32.5236 | 0.052253 | 9.2309 | 11.5023 | 0 | 0.016806 | 0.99195
1995-10-07 07:00 | 161.1322 | 243.8165 | 123.0983 | 16.5317 | 14.806 | 0.052253 | 8.5418 | 14.7329 | 0 | 0.016806 | 0.017147
1995-10-07 08:00 | 137.0248 | 246.9704 | 235.5882 | 16.6408 | 14.013 | 0.3915 | 7.3673 | 17.0877 | 0 | 0.016806 | 0.35477
1995-10-07 09:00 | 100.305 | 246.8992 | 352.8305 | 10.2742 | 14.013 | 1.5562 | 8.318 | 17.3979 | 0 | 0.016806 | 0.30119
1995-10-07 10:00 | 113.98 | 242.3765 | 395.9939 | 18.11 | 14.013 | 1.5572 | 8.1036 | 18.1393 | 0 | 0.016806 | 0.39049
1995-10-07 11:00 | 109.6341 | 239.938 | 421.9057 | 11.1591 | 14.013 | 1.5581 | 7.5505 | 15.4793 | 0 | 0.016806 | 0.16357
1995-10-07 12:00 | 114.7546 | 240.6538 | 409.3043 | 12.177 | 14.013 | 1.5585 | 4.9422 | 14.2209 | 0 | 0.016806 | 0.20455
1995-10-07 13:00 | 113.7086 | 240.7017 | 366.5647 | 13.5653 | 14.013 | 1.5588 | 7.1895 | 16.8076 | 0 | 0.016806 | 0
1995-10-07 14:00 | 124.4887 | 244.8192 | 321.129 | 13.0936 | 14.013 | 1.5708 | 8.1087 | 16.2546 | 0 | 0.016806 | 0.25487
1995-10-07 15:00 | 129.6808 | 251.7594 | 220.8668 | 17.802 | 14.013 | 1.6326 | 9.0714 | 17.4208 | 0 | 0.016806 | 0.57445
1995-10-07 16:00 | 140.1289 | 239.5217 | 105.4385 | 22.2881 | 44.2694 | 1.6322 | 12.5346 | 17.6616 | 0 | 0.13482 | 8.8224
1995-10-07 17:00 | 139.967 | 220.0725 | 20.7896 | 25.9528 | 56.3729 | 1.6316 | 12.7993 | 18.1972 | 0 | 0.13482 | 15.6118
1995-10-07 18:00 | 150.4174 | 210.9077 | 0 | 19.6318 | 54.6676 | 1.6306 | 12.7598 | 17.6182 | 0 | 0.13482 | 25.3718
1995-10-07 19:00 | 157.1121 | 204.7769 | 0 | 21.6875 | 48.2366 | 1.6297 | 12.9573 | 17.9773 | 0 | 0.13482 | 28.6601
1995-10-07 20:00 | 164.6543 | 202.0948 | 0 | 33.3153 | 38.5006 | 1.6294 | 13.9195 | 17.1961 | 0 | 0.13482 | 25.1691
1995-10-07 21:00 | 164.4534 | 210.0859 | 0 | 20.7056 | 50.9468 | 1.6282 | 13.4692 | 17.9071 | 0 | 0.13482 | 24.0509
1995-10-07 22:00 | 174.2006 | 222.0146 | 0 | 29.8317 | 34.9949 | 1.5878 | 13.5829 | 17.9495 | 0 | 0.13482 | 4.0344
1995-10-07 23:00 | 166.7495 | 228.7282 | 0 | 14.315 | 51.9178 | 1.6138 | 12.6981 | 18.5906 | 0 | 0.13482 | 2.214
1995-10-08 | 163.0467 | 229.1901 | 0 | 31.7596 | 57.3295 | 1.6561 | 14.0638 | 17.7774 | 0 | 0.17691 | 9.8648
1995-10-08 01:00 | 157.103 | 228.0086 | 0 | 22.9982 | 69.0118 | 1.6559 | 13.8627 | 18.167 | 0 | 0.17691 | 14.7581
1995-10-08 02:00 | 154.9836 | 225.3957 | 0 | 22.6983 | 68.2924 | 1.6548 | 14.2571 | 18.3173 | 0 | 0.17691 | 8.6154
1995-10-08 03:00 | 150.2276 | 222.7099 | 0 | 24.9576 | 58.9963 | 1.6536 | 14.5446 | 18.6239 | 0 | 0.13482 | 15.6289
1995-10-08 04:00 | 150.526 | 218.9888 | 0 | 34.0998 | 42.8528 | 1.6525 | 14.4045 | 18.6164 | 0 | 0.13482 | 31.5906
1995-10-08 05:00 | 144.6618 | 229.4523 | 2.111 | 34.1601 | 69.8757 | 1.6498 | 15.347 | 18.7017 | 0 | 0.13482 | 20.0891
1995-10-08 06:00 | 141.8489 | 239.5251 | 26.2908 | 26.4006 | 68.2745 | 1.6625 | 15.9503 | 18.8945 | 0 | 0.13482 | 18.1724
1995-10-08 07:00 | 144.9776 | 250.4607 | 126.6313 | 33.4237 | 35.4776 | 1.6628 | 15.843 | 18.9885 | 0 | 0.13482 | 8.4462
1995-10-08 08:00 | 137.415 | 251.4423 | 269.8554 | 13.5549 | 30.2076 | 1.6642 | 18.5415 | 18.7552 | 0 | 0.13482 | 0.55699
1995-10-08 09:00 | 109.0454 | 251.8581 | 375.9471 | 18.1699 | 29.7087 | 1.6657 | 18.648 | 18.7069 | 0 | 0.13482 | 1.0395
1995-10-08 10:00 | 76.2791 | 237.85 | 466.1882 | 11.2975 | 33.6758 | 1.6678 | 18.1519 | 18.6191 | 0 | 0.13482 | 0.23523
1995-10-08 11:00 | 80.5479 | 246.7742 | 469.4786 | 19.0601 | 31.9334 | 1.6875 | 17.8758 | 18.6682 | 0 | 0.13482 | 0
1995-10-08 12:00 | 81.0102 | 233.7898 | 484.1312 | 24.0113 | 33.4793 | 1.6907 | 17.3441 | 18.5202 | 0 | 0.13482 | 0.1793
1995-10-08 13:00 | 82.8732 | 227.3862 | 455.2159 | 25.5176 | 33.7889 | 1.6917 | 17.6298 | 18.5533 | 0 | 0.13482 | 2.3564
1995-10-08 14:00 | 91.9044 | 227.6545 | 380.3062 | 24.492 | 34.1129 | 1.6922 | 17.5324 | 18.6929 | 0 | 0.13482 | 1.4669
1995-10-08 15:00 | 100.6049 | 237.3596 | 259.1539 | 27.6314 | 32.2185 | 1.6718 | 17.2824 | 18.8451 | 0 | 0.17691 | 4.6521
1995-10-08 16:00 | 116.5133 | 240.0103 | 117.4665 | 36.3204 | 60.0458 | 1.6709 | 18.1519 | 18.8985 | 0 | 0.24361 | 31.4003
1995-10-08 17:00 | 132.9337 | 247.2273 | 20.2747 | 43.5678 | 74.6824 | 1.6581 | 17.7701 | 18.9568 | 0 | 0.24361 | 40.1605
1995-10-08 18:00 | 145.1622 | 253.629 | 0 | 47.7056 | 67.626 | 1.6566 | 18.5546 | 19.0784 | 0 | 0.24361 | 39.6965
1995-10-08 19:00 | 157.7614 | 261.9936 | 0 | 52.4263 | 47.4723 | 1.6556 | 18.6632 | 19.0264 | 0 | 0.24361 | 33.4725
1995-10-08 20:00 | 162.3187 | 266.7734 | 0 | 42.9026 | 57.2302 | 1.6551 | 18.6393 | 19.0615 | 0 | 0.24361 | 11.7815
1995-10-08 21:00 | 162.2025 | 268.3768 | 0 | 42.4746 | 62.9362 | 1.6062 | 17.4486 | 18.1564 | 0 | 0.24361 | 2.7108
1995-10-08 22:00 | 160.2162 | 261.3486 | 0 | 36.0083 | 57.6628 | 1.6064 | 18.1837 | 18.0715 | 0 | 0.24361 | 9.6055
1995-10-08 23:00 | 155.3476 | 263.6225 | 0 | 23.3634 | 61.7115 | 1.6047 | 16.049 | 18.5218 | 0 | 0.24361 | 7.1157
1995-10-09 | 159.0276 | 270.6712 | 0 | 17.4655 | 73.4583 | 1.9162 | 50.4333 | 18.8166 | 0 | 2.1162 | 0.75225
1995-10-09 01:00 | 157.3006 | 270.6935 | 0 | 16.1279 | 73.7541 | 1.9278 | 51.0533 | 18.7972 | 0 | 2.1162 | 0.079286
1995-10-09 02:00 | 155.6875 | 269.8892 | 0 | 22.6348 | 73.5841 | 1.9276 | 51.8463 | 18.7968 | 0 | 2.1162 | 0.42026
1995-10-09 03:00 | 155.8558 | 265.5482 | 0 | 14.2439 | 73.9089 | 1.9253 | 56.2032 | 18.7659 | 0 | 2.1162 | 0.43635
1995-10-09 04:00 | 157.7521 | 260.4461 | 0 | 16.136 | 76.5811 | 1.9832 | 54.5445 | 18.7944 | 0 | 2.1162 | 1.0433
1995-10-09 05:00 | 160.6548 | 253.9969 | 2.3029 | 24.1889 | 78.7527 | 2.1136 | 57.9135 | 18.8185 | 0 | 2.1162 | 0.76399
1995-10-09 06:00 | 162.161 | 245.6557 | 28.6468 | 26.4385 | 80.0014 | 2.1133 | 58.5748 | 18.8678 | 0 | 2.1162 | 3.084
1995-10-09 07:00 | 158.9288 | 240.1884 | 142.0293 | 27.5224 | 79.1461 | 2.1277 | 48.5858 | 18.9355 | 0 | 2.0949 | 2.4595
1995-10-09 08:00 | 140.4384 | 234.3287 | 302.6571 | 14.157 | 78.2733 | 1.96 | 46.9273 | 18.9308 | 0 | 2.0949 | 2.4025
1995-10-09 09:00 | 114.2178 | 226.2007 | 421.5977 | 18.989 | 77.4489 | 1.9838 | 51.3039 | 18.9045 | 0 | 2.0949 | 0.0073018
1995-10-09 10:00 | 93.1305 | 204.5797 | 499.7826 | 17.9969 | 77.9216 | 1.9858 | 52.602 | 18.8431 | 0 | 2.0949 | 0
1995-10-09 11:00 | 90.9505 | 206.2755 | 527.2354 | 22.7175 | 77.2139 | 1.9872 | 53.3152 | 18.7788 | 0 | 2.0949 | 0
1995-10-09 12:00 | 90.7109 | 204.5884 | 517.4595 | 15.9636 | 78.6186 | 1.9882 | 53.2171 | 18.7692 | 0 | 2.0949 | 0
1995-10-09 13:00 | 90.8121 | 203.0836 | 468.3 | 27.3436 | 76.972 | 1.9896 | 52.8528 | 18.7019 | 0 | 2.0949 | 0
1995-10-09 14:00 | 104.711 | 201.1009 | 373.9726 | 16.4133 | 76.972 | 1.9901 | 53.4293 | 18.7097 | 0 | 2.0949 | 0.45943
1995-10-09 15:00 | 110.6757 | 199.127 | 251.7266 | 18.399 | 82.566 | 1.9681 | 57.159 | 18.7058 | 0 | 2.0949 | 0.32632
1995-10-09 16:00 | 122.5474 | 201.6256 | 107.4481 | 25.349 | 76.972 | 1.9785 | 70.1227 | 18.7768 | 0 | 2.137 | 4.4626
1995-10-09 17:00 | 130.524 | 200.514 | 16.8938 | 44.8348 | 82.3192 | 2.009 | 83.3561 | 18.885 | 0 | 2.1456 | 15.4871
1995-10-09 18:00 | 138.5956 | 197.446 | 0 | 52.7705 | 78.0891 | 1.9855 | 83.3974 | 18.8896 | 0 | 2.1456 | 30.0289
1995-10-09 19:00 | 141.6289 | 192.4132 | 0 | 56.4628 | 76.972 | 1.9827 | 84.9136 | 18.9016 | 0 | 3.9392 | 19.7806
1995-10-09 20:00 | 140.7367 | 184.7381 | 0 | 37.2798 | 76.972 | 1.9816 | 81.8114 | 18.957 | 0 | 2.1456 | 26.73
1995-10-09 21:00 | 136.9874 | 172.9765 | 0 | 41.741 | 76.972 | 2.004 | 82.315 | 18.9188 | 0 | 3.2987 | 23.7332
1995-10-09 22:00 | 137.5287 | 143.7922 | 0 | 52.0861 | 75.4797 | 2.0867 | 80.1211 | 18.8845 | 0 | 2.1035 | 16.0622
1995-10-09 23:00 | 130.3363 | 122.509 | 0 | 47.983 | 75.4091 | 2.1827 | 81.0372 | 18.3659 | 0 | 2.0827 | 5.86
1995-10-10 | 120.9533 | 103.4797 | 0 | 46.0966 | 74.8324 | 2.2716 | 98.7402 | 18.7182 | 0 | 11.8593 | 10.0995
1995-10-10 01:00 | 113.6206 | 89.54 | 0 | 41.5517 | 74.9014 | 2.2711 | 98.4772 | 18.6486 | 0 | 11.8493 | 15.0196
1995-10-10 02:00 | 108.4341 | 80.969 | 0 | 37.2797 | 76.5033 | 2.2701 | 100.3059 | 17.4146 | 0 | 11.8491 | 14.4631
1995-10-10 03:00 | 101.9626 | 75.0866 | 0 | 60.4823 | 76.972 | 2.2666 | 101.0174 | 18.602 | 0 | 11.859 | 10.3009
1995-10-10 04:00 | 100.9164 | 66.6419 | 0 | 34.5981 | 76.972 | 2.2565 | 104.9645 | 17.4382 | 0 | 11.8526 | 13.0109
1995-10-10 05:00 | 102.6644 | 60.5079 | 2.0677 | 40.7592 | 76.972 | 2.2557 | 103.9068 | 17.3768 | 0 | 15.9314 | 27.2087
1995-10-10 06:00 | 100.6321 | 57.0441 | 29.4106 | 34.9823 | 76.972 | 2.2551 | 103.2189 | 18.5479 | 0 | 15.9358 | 36.089
1995-10-10 07:00 | 91.5434 | 67.4152 | 135.2445 | 42.1685 | 76.972 | 2.2556 | 93.3796 | 17.5276 | 0 | 15.9773 | 17.46
1995-10-10 08:00 | 84.1234 | 68.6011 | 273.4141 | 19.5417 | 76.972 | 2.2783 | 86.3371 | 17.439 | 0 | 7.8034 | 0.72629
1995-10-10 09:00 | 78.4404 | 66.4688 | 391.6246 | 17.4201 | 76.972 | 2.2798 | 47.0367 | 18.4899 | 0 | 4.1981 | 0.41426
1995-10-10 10:00 | 73.2478 | 66.9171 | 463.8375 | 13.6037 | 76.972 | 2.282 | 44.429 | 17.3756 | 0 | 0.48812 | 0.053814
1995-10-10 11:00 | 69.9715 | 68.6539 | 499.824 | 11.2827 | 76.972 | 2.2837 | 41.3765 | 18.4944 | 0 | 0.46777 | 0
1995-10-10 12:00 | 72.0129 | 66.6411 | 493.1963 | 10.9856 | 76.972 | 2.2302 | 41.9426 | 18.4016 | 0 | 0.4809 | 0.20455
1995-10-10 13:00 | 74.9475 | 68.971 | 452.0979 | 13.5966 | 76.972 | 2.2319 | 42.7422 | 18.4641 | 0 | 0.74261 | 0.20532
1995-10-10 14:00 | 80.0717 | 71.2353 | 361.5378 | 17.4 | 76.972 | 2.2335 | 57.2934 | 18.5623 | 0 | 5.7157 | 0.8078
1995-10-10 15:00 | 84.5552 | 71.7402 | 233.5819 | 26.3727 | 78.1237 | 3.1473 | 90.229 | 18.5868 | 0 | 6.8012 | 2.1673
1995-10-10 16:00 | 93.3141 | 70.9493 | 95.9424 | 35.2052 | 78.345 | 3.1656 | 113.9848 | 18.636 | 0 | 16.2351 | 29.7985
1995-10-10 17:00 | 101.8748 | 67.8887 | 16.0207 | 41.1794 | 79.0759 | 3.1574 | 127.6542 | 18.7206 | 0 | 16.2045 | 42.8901
1995-10-10 18:00 | 110.0038 | 71.2085 | 0 | 42.2618 | 79.8798 | 3.1573 | 135.2502 | 18.7744 | 0 | 17.0276 | 40.994
1995-10-10 19:00 | 115.4093 | 77.9987 | 0 | 50.4213 | 80.2776 | 3.147 | 125.7664 | 18.8229 | 0 | 11.8943 | 40.4447
1995-10-10 20:00 | 117.3874 | 85.6801 | 0 | 38.3996 | 80.3693 | 3.1851 | 140.0452 | 18.8049 | 0 | 11.9695 | 26.4851
1995-10-10 21:00 | 119.5594 | 95.309 | 0 | 39.0608 | 78.9506 | 3.2006 | 129.7852 | 18.7536 | 0 | 11.8959 | 23.2982
1995-10-10 22:00 | 129.1358 | 101.2088 | 0 | 37.0566 | 78.07 | 3.2356 | 134.4175 | 18.7062 | 0 | 11.8864 | 17.0386
1995-10-10 23:00 | 126.1013 | 100.2742 | 0 | 30.3861 | 78.07 | 3.1948 | 134.2794 | 18.5722 | 0 | 11.8645 | 6.6508
1995-10-11 | 125.5536 | 97.6991 | 0 | 28.0211 | 79.168 | 3.2565 | 140.6454 | 18.5494 | 0 | 12.6582 | 8.0179
1995-10-11 01:00 | 124.089 | 95.7495 | 0 | 34.2542 | 79.168 | 3.2461 | 139.5686 | 18.4958 | 0 | 12.6471 | 7.4216
1995-10-11 02:00 | 122.5197 | 94.2605 | 0 | 24.9988 | 79.168 | 3.2539 | 141.1632 | 17.965 | 0 | 12.3376 | 13.0759
1995-10-11 03:00 | 119.8581 | 90.6466 | 0 | 21.1151 | 79.168 | 3.2758 | 140.9789 | 18.5069 | 0 | 12.3012 | 10.0235
1995-10-11 04:00 | 121.4277 | 85.3963 | 0 | 25.3605 | 79.168 | 3.2771 | 134.3097 | 18.2672 | 0 | 12.2941 | 11.3452
1995-10-11 05:00 | 120.3711 | 81.4776 | 1.7709 | 25.3584 | 79.168 | 3.2829 | 137.3914 | 18.4915 | 0 | 16.3537 | 17.7033
1995-10-11 06:00 | 118.6346 | 76.8943 | 27.9875 | 33.588 | 79.168 | 3.237 | 133.2231 | 17.4841 | 0 | 17.2204 | 9.7151
1995-10-11 07:00 | 110.711 | 72.5646 | 121.1406 | 23.7504 | 79.168 | 3.1506 | 121.7277 | 18.9314 | 0 | 16.8938 | 9.2792
1995-10-11 08:00 | 99.4998 | 71.1021 | 245.1709 | 17.6614 | 79.168 | 3.0927 | 102.8974 | 18.9175 | 0 | 9.7726 | 0.07976
1995-10-11 09:00 | 87.6527 | 70.5425 | 355.1551 | 16.2716 | 79.168 | 2.1805 | 66.0665 | 18.8425 | 0 | 8.4647 | 0
1995-10-11 10:00 | 82.878 | 69.4502 | 420.4329 | 14.6327 | 76.9549 | 2.1824 | 60.359 | 18.7883 | 0 | 7.5817 | 0
1995-10-11 11:00 | 79.1962 | 67.3133 | 453.6964 | 11.756 | 74.7177 | 2.1843 | 59.9604 | 18.6686 | 0 | 7.5591 | 0
1995-10-11 12:00 | 82.702 | 63.4709 | 438.6226 | 11.654 | 76.2263 | 2.5354 | 60.495 | 18.5578 | 0 | 7.5737 | 0
1995-10-11 13:00 | 83.792 | 60.0663 | 400.7378 | 14.3924 | 79.168 | 3.0792 | 65.6723 | 18.7518 | 0 | 7.5779 | 0.063244
1995-10-11 14:00 | 89.4967 | 57.2775 | 325.9419 | 20.8744 | 79.3727 | 3.0695 | 76.8884 | 18.7942 | 0 | 9.6685 | 0.050877
1995-10-11 15:00 | 93.4347 | 56.113 | 212.0611 | 24.8715 | 80.7748 | 3.0514 | 108.697 | 18.719 | 0 | 11.8691 | 6.5994
1995-10-11 16:00 | 102.0563 | 58.3675 | 81.774 | 42.6182 | 81.0858 | 3.0526 | 126.9674 | 18.8631 | 0 | 18.349 | 22.1661
1995-10-11 17:00 | 106.7773 | 62.1779 | 11.6162 | 42.9816 | 80.0735 | 3.0444 | 136.2213 | 18.8411 | 0 | 18.3398 | 28.9285
1995-10-11 18:00 | 111.2965 | 72.0631 | 0 | 47.8396 | 80.1556 | 3.0502 | 136.2931 | 18.873 | 0 | 18.3453 | 34.8766
1995-10-11 19:00 | 112.0091 | 85.1693 | 0 | 40.236 | 80.1176 | 3.0698 | 136.1632 | 19.0073 | 0 | 14.2732 | 23.9186
1995-10-11 20:00 | 110.868 | 95.8303 | 0 | 32.9771 | 80.2326 | 3.0922 | 136.3893 | 18.8594 | 0 | 14.2742 | 25.6506
1995-10-11 21:00 | 108.191 | 106.9406 | 0 | 45.0818 | 80.1816 | 3.0726 | 138.2556 | 18.9238 | 0 | 14.275 | 20.4012
1995-10-11 22:00 | 101.616 | 103.013 | 0 | 35.562 | 79.3932 | 3.0592 | 135.4878 | 18.8191 | 0 | 14.2644 | 15.3166
1995-10-11 23:00 | 100.9227 | 103.0618 | 0 | 27.5019 | 80.0224 | 3.082 | 137.9165 | 18.6926 | 0 | 14.2404 | 13.3116
1995-10-12 | 98.6678 | 99.3811 | 0 | 72.304 | 80.4872 | 3.1033 | 123.5645 | 18.6169 | 0 | 13.4468 | 8.5307
1995-10-12 01:00 | 94.9268 | 94.3799 | 0 | 58.9645 | 81.8862 | 3.104 | 129.0946 | 18.5808 | 0 | 13.8615 | 7.2534
1995-10-12 02:00 | 90.1687 | 91.0533 | 0 | 56.7471 | 83.8297 | 3.1915 | 130.5722 | 18.5303 | 0 | 13.974 | 13.1045
1995-10-12 03:00 | 85.0228 | 87.5862 | 0 | 60.535 | 83.8297 | 3.9201 | 133.9833 | 18.5317 | 0 | 15.6304 | 10.3101
1995-10-12 04:00 | 79.743 | 85.1201 | 0 | 49.9578 | 83.8297 | 3.9437 | 140.2783 | 18.5536 | 0 | 15.8372 | 5.5872
1995-10-12 05:00 | 74.8249 | 83.447 | 1.7537 | 44.2068 | 83.8297 | 2.8966 | 139.0561 | 18.6306 | 0 | 23.0767 | 8.6236
1995-10-12 06:00 | 69.9446 | 84.0724 | 29.9191 | 50.9216 | 82.6407 | 2.8965 | 135.4188 | 18.8288 | 0 | 25.3687 | 3.0906
1995-10-12 07:00 | 63.6178 | 87.1248 | 129.9317 | 37.3493 | 82.6407 | 3.8761 | 127.1143 | 18.9057 | 0 | 21.174 | 4.8938
1995-10-12 08:00 | 52.7297 | 87.5611 | 264.0392 | 25.1333 | 82.6407 | 2.8606 | 107.2475 | 18.8785 | 0 | 16.8611 | 2.2128
1995-10-12 09:00 | 42.468 | 85.3449 | 380.7959 | 24.0028 | 82.6407 | 2.8943 | 65.4549 | 18.8873 | 0 | 4.3341 | 0
1995-10-12 10:00 | 37.6365 | 83.9629 | 445.7556 | 19.8691 | 82.6407 | 2.8964 | 65.4303 | 18.849 | 0 | 3.5108 | 0
1995-10-12 11:00 | 38.7925 | 81.7477 | 479.2007 | 13.1129 | 78.6135 | 2.8981 | 64.8088 | 18.7489 | 0 | 2.5442 | 0
1995-10-12 12:00 | 43.2473 | 76.8791 | 474.5633 | 10.3199 | 80.2955 | 2.8826 | 64.0883 | 18.6389 | 0 | 2.6564 | 0
1995-10-12 13:00 | 52.8673 | 69.389 | 429.8044 | 17.5097 | 82.6407 | 2.9045 | 66.2673 | 18.6701 | 0 | 2.6609 | 0.23119
1995-10-12 14:00 | 62.2183 | 64.1021 | 348.6957 | 19.1389 | 82.6407 | 3.8302 | 69.1315 | 18.7817 | 0 | 9.6026 | 0.023405
1995-10-12 15:00 | 73.5716 | 55.5489 | 222.4914 | 29.7809 | 82.6407 | 3.8795 | 120.6127 | 18.8145 | 0 | 13.3075 | 7.9839
1995-10-12 16:00 | 79.7992 | 52.0419 | 85.8361 | 49.7978 | 82.6407 | 3.0978 | 138.4244 | 18.831 | 0 | 17.7386 | 15.1324
1995-10-12 17:00 | 85.7947 | 49.5594 | 12.2774 | 65.2968 | 80.5467 | 3.0716 | 137.1678 | 18.8586 | 0 | 17.7291 | 25.7016
1995-10-12 18:00 | 91.2248 | 45.9611 | 0 | 76.8032 | 76.881 | 3.0796 | 142.3161 | 18.8728 | 0 | 17.735 | 27.413
1995-10-12 19:00 | 95.9859 | 43.1894 | 0 | 55.3218 | 76.881 | 3.119 | 141.6572 | 18.9141 | 0 | 12.7632 | 35.6194
1995-10-12 20:00 | 99.9232 | 43.5077 | 0 | 56.0151 | 76.881 | 3.1371 | 142.2097 | 18.8051 | 0 | 12.7642 | 35.9606
1995-10-12 21:00 | 102.031 | 47.5294 | 0 | 40.3632 | 76.881 | 3.1749 | 143.5324 | 17.6623 | 0 | 12.5004 | 20.678
1995-10-12 22:00 | 100.1856 | 49.9862 | 0 | 62.5379 | 76.881 | 3.1898 | 141.0398 | 18.7657 | 0 | 12.4895 | 22.8668
1995-10-12 23:00 | 100.9577 | 55.6519 | 0 | 47.4762 | 76.881 | 3.1902 | 133.8639 | 18.6679 | 0 | 12.4635 | 16.9055
1995-10-13 | 103.5699 | 59.8965 | 0 | 46.8419 | 76.881 | 3.2334 | 125.0895 | 17.4932 | 0 | 10.5552 | 17.1687
1995-10-13 01:00 | 101.4566 | 61.3154 | 0 | 58.1617 | 76.881 | 3.2528 | 125.4809 | 18.4937 | 0 | 8.303 | 14.7089
1995-10-13 02:00 | 99.7301 | 60.3724 | 0 | 47.2907 | 76.881 | 2.2218 | 124.1734 | 18.3586 | 0 | 9.6684 | 4.7352
1995-10-13 03:00 | 98.3684 | 56.9722 | 0 | 47.3708 | 76.881 | 2.2037 | 123.5829 | 18.4617 | 0 | 8.1196 | 1.0188
1995-10-13 04:00 | 97.7461 | 53.4765 | 0 | 37.5727 | 76.881 | 2.1795 | 120.8116 | 18.3434 | 0 | 10.1128 | 2.7903
1995-10-13 05:00 | 95.4189 | 51.5349 | 1.9827 | 38.6664 | 76.881 | 2.1986 | 121.2456 | 18.528 | 0 | 10.1115 | 14.894
1995-10-13 06:00 | 95.6513 | 49.683 | 28.6152 | 30.8128 | 75.783 | 2.198 | 117.8984 | 18.6799 | 0 | 8.0541 | 0.21763
1995-10-13 07:00 | 95.1644 | 50.7764 | 122.7364 | 30.7707 | 76.0204 | 2.1988 | 107.7722 | 18.7805 | 0 | 7.9957 | 13.062
1995-10-13 08:00 | 88.8015 | 56.8496 | 251.7228 | 19.283 | 76.2807 | 2.2393 | 76.3147 | 18.8036 | 0 | 5.0764 | 0
1995-10-13 09:00 | 80.8765 | 63.9101 | 359.2064 | 13.7981 | 76.2018 | 2.165 | 54.3758 | 18.7273 | 0 | 3.3934 | 0
1995-10-13 10:00 | 72.7141 | 80.0532 | 424.8618 | 12.074 | 66.7426 | 2.167 | 53.0409 | 18.7564 | 0 | 3.3992 | 0
1995-10-13 11:00 | 72.6698 | 85.5299 | 453.4386 | 10.7866 | 65.4756 | 2.1687 | 52.4009 | 18.7612 | 0 | 3.3777 | 0
1995-10-13 12:00 | 72.6442 | 87.6788 | 442.164 | 12.8113 | 65.1332 | 2.1866 | 52.3025 | 18.7092 | 0 | 3.3916 | 0
1995-10-13 13:00 | 76.4804 | 88.5169 | 389.2619 | 14.1277 | 75.2979 | 2.1874 | 53.7844 | 18.6958 | 0 | 3.3957 | 0
1995-10-13 14:00 | 76.92 | 86.2216 | 309.7634 | 16.9535 | 77.6781 | 2.2105 | 61.4518 | 18.7338 | 0 | 3.3779 | 0.35318
1995-10-13 15:00 | 86.6743 | 83.9223 | 190.7613 | 35.3081 | 78.5506 | 2.2107 | 87.0309 | 18.7555 | 0 | 5.2439 | 1.0345
1995-10-13 16:00 | 85.5936 | 82.5781 | 72.9497 | 54.1761 | 79.1377 | 2.2105 | 125.5773 | 18.7882 | 0 | 10.1399 | 15.706
1995-10-13 17:00 | 85.9479 | 82.7193 | 10.632 | 55.5626 | 77.1179 | 2.2316 | 126.6986 | 18.846 | 0 | 10.1311 | 20.2243
1995-10-13 18:00 | 89.114 | 85.4799 | 0 | 47.2949 | 76.2521 | 2.2089 | 127.0946 | 18.8854 | 0 | 10.1363 | 27.8155
1995-10-13 19:00 | 92.8277 | 90.2186 | 0 | 57.1435 | 75.783 | 2.2082 | 126.1963 | 18.9173 | 0 | 8.2912 | 17.8143
1995-10-13 20:00 | 95.4445 | 93.0321 | 0 | 51.3314 | 75.783 | 2.1693 | 125.3393 | 18.8709 | 0 | 9.1244 | 25.7672
1995-10-13 21:00 | 97.1868 | 92.2191 | 0 | 48.6401 | 75.8381 | 2.1691 | 126.8526 | 18.8492 | 0 | 7.9544 | 14.8689
1995-10-13 22:00 | 96.5417 | 91.8924 | 0 | 44.031 | 75.783 | 2.149 | 129.0438 | 18.7548 | 0 | 10.1355 | 13.7337
1995-10-13 23:00 | 94.4251 | 86.1864 | 0 | 41.6524 | 75.3369 | 3.1411 | 131.2004 | 18.5065 | 0 | 7.9185 | 9.0664
1995-10-14 | 92.4095 | 79.9635 | 0 | 30.7911 | 76.127 | 3.1444 | 141.4447 | 18.3626 | 0 | 11.9318 | 23.7372
1995-10-14 01:00 | 89.1971 | 71.97 | 0 | 33.437 | 76.2275 | 3.1335 | 144.4345 | 18.4842 | 0 | 11.9207 | 9.9581
1995-10-14 02:00 | 85.2242 | 68.9808 | 0 | 25.9123 | 76.1754 | 3.1399 | 141.4346 | 18.5612 | 0 | 11.9205 | 15.8252
1995-10-14 03:00 | 84.787 | 63.4954 | 0 | 24.6798 | 76.9475 | 3.1318 | 147.9234 | 18.4508 | 0 | 11.9314 | 9.6003
1995-10-14 04:00 | 81.2032 | 60.3935 | 0 | 23.7566 | 77.3923 | 3.151 | 143.0455 | 18.5744 | 0 | 11.9244 | 8.7756
1995-10-14 05:00 | 80.7559 | 56.997 | 2.0256 | 30.9999 | 77.8604 | 3.1424 | 143.6772 | 18.621 | 0 | 16.003 | 2.2259
1995-10-14 06:00 | 80.134 | 54.2943 | 26.7458 | 24.1455 | 78.6238 | 3.1238 | 132.6223 | 18.6672 | 0 | 15.9158 | 10.4213
1995-10-14 07:00 | 75.9574 | 58.7156 | 113.925 | 19.5057 | 79.9986 | 3.4088 | 120.1175 | 18.8527 | 0 | 15.9423 | 8.724
1995-10-14 08:00 | 69.4932 | 59.019 | 228.9679 | 15.9138 | 79.9986 | 3.3843 | 82.0062 | 18.9231 | 0 | 7.7688 | 0.040649
1995-10-14 09:00 | 62.2431 | 58.8075 | 333.4837 | 10.8519 | 79.9986 | 3.3933 | 67.6771 | 18.9239 | 0 | 4.8825 | 0
1995-10-14 10:00 | 47.8465 | 55.9286 | 405.5405 | 12.3879 | 79.9986 | 3.7166 | 65.5763 | 18.8385 | 0 | 4.484 | 0
1995-10-14 11:00 | 42.8915 | 53.2245 | 435.3897 | 11.1704 | 64.7914 | 3.6544 | 63.5184 | 18.89 | 0 | 4.3084 | 0
1995-10-14 12:00 | 42.8428 | 54.5297 | 419.1534 | 10.3353 | 67.2469 | 3.7201 | 62.5635 | 18.8341 | 0 | 4.3229 | 0
1995-10-14 13:00 | 47.4288 | 55.8404 | 371.0006 | 12.0502 | 79.852 | 3.7164 | 62.2303 | 18.8175 | 0 | 8.7081 | 0
1995-10-14 14:00 | 50.7129 | 60.518 | 297.068 | 16.5739 | 79.9986 | 3.7329 | 64.851 | 18.8644 | 0 | 13.0564 | 0.19315
1995-10-14 15:00 | 57.0537 | 65.5157 | 184.9134 | 27.9909 | 79.9986 | 3.7343 | 106.0492 | 18.8988 | 0 | 14.0108 | 0.83959
1995-10-14 16:00 | 59.3408 | 70.0586 | 68.5312 | 41.8123 | 79.9986 | 3.7801 | 134.5609 | 18.9424 | 0 | 21.8738 | 15.3855
1995-10-14 17:00 | 63.134 | 77.1197 | 9.9412 | 53.0469 | 79.9986 | 3.7852 | 135.6832 | 18.8817 | 0 | 22.5559 | 14.3276
1995-10-14 18:00 | 66.616 | 80.4563 | 0 | 37.9937 | 79.9986 | 3.847 | 132.7703 | 18.9781 | 0 | 24.1065 | 8.2513
1995-10-14 19:00 | 67.0635 | 81.8132 | 0 | 37.07 | 79.9986 | 3.8651 | 134.0931 | 19.0178 | 0 | 20.7436 | 11.8131
1995-10-14 20:00 | 66.9212 | 81.2675 | 0 | 37.697 | 79.9986 | 4.0343 | 135.3446 | 18.9469 | 0 | 20.7446 | 12.4489
1995-10-14 21:00 | 66.2053 | 82.3487 | 0 | 46.9276 | 79.9986 | 4.0232 | 138.925 | 18.9138 | 0 | 20.702 | 4.3433
1995-10-14 22:00 | 69.6283 | 74.8053 | 0 | 32.8406 | 79.9986 | 4.0856 | 133.165 | 18.8073 | 0 | 20.6915 | 4.0158
1995-10-14 23:00 | 66.4925 | 73.3671 | 0 | 34.8052 | 78.8986 | 4.0572 | 132.3224 | 18.7385 | 0 | 20.6981 | 0.49955
1995-10-15 | 63.4754 | 74.6625 | 0 | 56.2455 | 78.8986 | 4.055 | 147.6012 | 18.6387 | 0 | 20.7037 | 17.9814
1995-10-15 01:00 | 60.9204 | 73.7502 | 0 | 50.3038 | 77.8006 | 4.076 | 146.0485 | 18.5582 | 0 | 22.4754 | 16.8879
1995-10-15 02:00 | 59.0891 | 70.9985 | 0 | 57.2691 | 77.8006 | 4.0804 | 144.2594 | 18.536 | 0 | 20.6928 | 8.0606
1995-10-15 03:00 | 57.5588 | 66.6838 | 0 | 54.0249 | 77.8006 | 4.1059 | 143.3805 | 18.5415 | 0 | 20.6944 | 12.5225
1995-10-15 04:00 | 56.7771 | 67.6619 | 0 | 50.4266 | 77.8006 | 4.0851 | 145.7076 | 18.5452 | 0 | 22.5133 | 11.6467
1995-10-15 05:00 | 56.53 | 68.7097 | 1.8072 | 56.2554 | 77.8006 | 4.0733 | 144.6046 | 18.6358 | 0 | 24.8096 | 22.9555
1995-10-15 06:00 | 55.822 | 66.572 | 25.2588 | 61.5107 | 77.8006 | 4.0355 | 141.5346 | 18.8151 | 0 | 26.5392 | 25.0504
1995-10-15 07:00 | 50.4694 | 65.1582 | 112.1289 | 48.2888 | 77.8006 | 4.0153 | 132.4158 | 18.9 | 0 | 24.7974 | 15.63
1995-10-15 08:00 | 43.9624 | 63.9331 | 231.4923 | 32.468 | 77.8006 | 3.9953 | 130.3882 | 18.9099 | 0 | 18.5573 | 0.057023
1995-10-15 09:00 | 33.4132 | 64.0664 | 347.5934 | 16.1541 | 77.8006 | 3.9818 | 107.8307 | 18.8977 | 0 | 18.4768 | 0.28533
1995-10-15 10:00 | 34.864 | 62.5843 | 419.2112 | 20.161 | 77.8006 | 3.9749 | 101.1597 | 18.9217 | 0 | 18.4826 | 0.068278
1995-10-15 11:00 | 34.7602 | 65.5959 | 445.0345 | 21.6419 | 77.8006 | 3.9944 | 102.4242 | 18.8976 | 0 | 18.461 | 0.79165
1995-10-15 12:00 | 34.2655 | 67.5573 | 427.2071 | 21.1858 | 77.8006 | 3.971 | 100.6087 | 18.8459 | 0 | 18.475 | 0.8455
1995-10-15 13:00 | 34.2007 | 70.286 | 372.5907 | 19.9147 | 77.8006 | 3.9369 | 112.2493 | 18.7923 | 0 | 18.4791 | 2.4769
1995-10-15 14:00 | 37.0082 | 70.8464 | 294.0121 | 26.9342 | 77.8006 | 3.9376 | 117.3417 | 18.8163 | 0 | 18.4612 | 8.3948
1995-10-15 15:00 | 39.0419 | 73.3927 | 195.7209 | 43.5783 | 77.8006 | 3.9426 | 135.3998 | 18.8725 | 0 | 18.4702 | 4.4663
1995-10-15 16:00 | 44.8087 | 75.2661 | 78.9668 | 66.9898 | 77.8006 | 3.7801 | 154.1908 | 18.8767 | 0 | 27.2 | 16.9118
1995-10-15 17:00 | 50.503 | 77.7134 | 13.493 | 79.9257 | 78.8986 | 3.8021 | 155.6514 | 18.9112 | 0 | 27.1913 | 39.0792
1995-10-15 18:00 | 59.0372 | 79.8536 | 0 | 61.6545 | 78.8986 | 3.8193 | 155.5759 | 18.908 | 0 | 27.1965 | 31.5973
1995-10-15 19:00 | 65.1681 | 82.0104 | 0 | 66.208 | 78.8986 | 3.8214 | 154.5659 | 18.9659 | 0 | 23.124 | 27.7363
1995-10-15 20:00 | 70.1937 | 88.2691 | 0 | 64.1583 | 78.8986 | 3.8306 | 150.9265 | 18.95 | 0 | 21.4602 | 31.1817
1995-10-15 21:00 | 72.7137 | 91.6026 | 0 | 68.1801 | 78.8986 | 3.7982 | 148.7848 | 18.8788 | 0 | 18.8659 | 27.5097
1995-10-15 22:00 | 72.8761 | 92.2458 | 0 | 62.3808 | 78.8986 | 3.8052 | 147.8083 | 18.7853 | 0 | 15.587 | 26.3036
1995-10-15 23:00 | 75.318 | 90.449 | 0 | 51.6364 | 78.7768 | 3.1914 | 146.3204 | 18.5718 | 0 | 14.246 | 18.7855
1995-10-16 | 72.3112 | 92.0669 | 0 | 62.4644 | 76.7908 | 3.2 | 97.731 | 18.4872 | 0 | 7.1179 | 0.26439
1995-10-16 01:00 | 72.9186 | 92.0007 | 0 | 50.9866 | 74.3865 | 3.2079 | 95.0837 | 18.4713 | 0 | 7.1083 | 12.4969
1995-10-16 02:00 | 73.5998 | 95.334 | 0 | 66.4802 | 74.2369 | 3.2167 | 94.2986 | 18.4468 | 0 | 7.1081 | 1.7901
1995-10-16 03:00 | 74.1943 | 97.0567 | 0 | 55.4806 | 74.2369 | 3.2064 | 96.2375 | 18.3805 | 0 | 7.1176 | 4.2847
1995-10-16 04:00 | 78.5315 | 95.6815 | 0 | 52.2213 | 73.1389 | 3.2141 | 94.9606 | 18.4578 | 0 | 7.3761 | 1.2465
1995-10-16 05:00 | 81.6432 | 96.7258 | 1.0361 | 52.9112 | 73.1389 | 3.2209 | 98.0453 | 18.5844 | 0 | 7.3749 | 13.3521
1995-10-16 06:00 | 78.6089 | 98.0885 | 19.7668 | 61.1113 | 73.1389 | 3.2144 | 94.2655 | 18.6577 | 0 | 8.0792 | 1.5358
1995-10-16 07:00 | 78.1779 | 93.836 | 102.1103 | 48.7839 | 73.1389 | 3.1758 | 88.802 | 18.6772 | 0 | 6.0669 | 1.9366
1995-10-16 08:00 | 76.5069 | 98.7112 | 228.718 | 30.3773 | 73.1389 | 3.1172 | 81.1614 | 18.7013 | 0 | 5.3673 | 0
1995-10-16 09:00 | 70.9144 | 102.8172 | 339.2628 | 28.6349 | 73.1389 | 3.092 | 81.4781 | 18.8141 | 0 | 5.3622 | 0
1995-10-16 10:00 | 68.6965 | 108.1109 | 408.2566 | 31.0248 | 73.1389 | 3.0769 | 80.9387 | 18.7518 | 0 | 5.3672 | 0
1995-10-16 11:00 | 71.7632 | 115.3927 | 435.6808 | 30.7156 | 73.1389 | 3.0676 | 80.3143 | 18.6845 | 0 | 5.3478 | 0
1995-10-16 12:00 | 76.6024 | 117.143 | 425.6242 | 35.7219 | 73.1389 | 3.0636 | 81.2478 | 18.6617 | 0 | 5.3603 | 0
1995-10-16 13:00 | 80.108 | 112.3935 | 387.3024 | 40.8715 | 73.1389 | 3.0414 | 84.4445 | 18.5914 | 0 | 5.364 | 0.18072
1995-10-16 14:00 | 83.7104 | 111.8704 | 312.3841 | 49.718 | 73.1389 | 3.0405 | 85.1341 | 18.5502 | 0 | 5.3483 | 1.1553
1995-10-16 15:00 | 89.2264 | 115.2893 | 209.6546 | 48.4837 | 73.1389 | 3.0464 | 87.3768 | 18.5813 | 0 | 5.3564 | 0.97562
1995-10-16 16:00 | 97.8088 | 119.1176 | 87.0277 | 55.529 | 73.1389 | 3.0802 | 92.8117 | 18.6639 | 0 | 7.4025 | 18.6986
1995-10-16 17:00 | 104.5189 | 127.2456 | 13.4547 | 61.3123 | 74.5523 | 3.1214 | 93.2712 | 18.7792 | 0 | 7.4198 | 26.5951
1995-10-16 18:00 | 114.1719 | 141.098 | 0 | 72.7597 | 73.1389 | 3.1496 | 94.3613 | 18.8593 | 0 | 7.2388 | 18.0638
1995-10-16 19:00 | 120.5437 | 161.0171 | 0 | 63.4085 | 73.1389 | 3.1694 | 94.0917 | 18.8454 | 0 | 7.1667 | 12.5171
1995-10-16 20:00 | 125.1866 | 177.365 | 0 | 58.1957 | 73.1396 | 3.184 | 102.2252 | 18.7126 | 0 | 7.1676 | 11.2314
1995-10-16 21:00 | 127.5718 | 186.4838 | 0 | 58.8624 | 73.2852 | 3.212 | 93.6833 | 18.775 | 0 | 7.1682 | 0.79959
1995-10-16 22:00 | 129.2483 | 207.2883 | 0 | 55.5519 | 73.3427 | 3.2413 | 92.3641 | 18.7011 | 0 | 7.1518 | 0.98945
1995-10-16 23:00 | 130.9771 | 217.571 | 0 | 47.7391 | 74.5258 | 3.1236 | 91.1881 | 18.6202 | 0 | 5.8318 | 1.6448
1995-10-17 | 131.2352 | 210.7277 | 0 | 33.8837 | 70.9506 | 1.9235 | 50.3623 | 17.5058 | 0 | 1.0306 | 0.0553
1995-10-17 01:00 | 130.6718 | 205.732 | 0 | 40.569 | 70.9035 | 1.9232 | 50.8029 | 18.3342 | 0 | 1.0211 | 0.055618
1995-10-17 02:00 | 132.2825 | 211.3271 | 0 | 35.98 | 71.8996 | 1.9224 | 49.4233 | 18.3087 | 0 | 1.0209 | 0.10206
1995-10-17 03:00 | 130.1567 | 222.2554 | 0 | 30.2606 | 73.6064 | 1.894 | 46.2706 | 18.3051 | 0 | 1.8162 | 1.1543
1995-10-17 04:00 | 132.7056 | 228.3385 | 0 | 21.9307 | 75.297 | 1.5788 | 41.6485 | 18.3058 | 0 | 1.8875 | 0.81865
1995-10-17 05:00 | 131.5473 | 239.8764 | 0.96612 | 30.5144 | 77.697 | 1.59 | 37.2518 | 18.2792 | 0 | 1.9271 | 0.28849
1995-10-17 06:00 | 132.9996 | 251.7398 | 17.3335 | 33.5182 | 77.8006 | 1.5896 | 33.1731 | 18.3505 | 0 | 1.9313 | 0.54281
1995-10-17 07:00 | 135.3035 | 263.0409 | 110.177 | 23.1241 | 71.8625 | 1.591 | 25.0956 | 18.5066 | 0 | 1.9189 | 0.49641
1995-10-17 08:00 | 120.1446 | 267.1756 | 250.9319 | 17.9324 | 34.8669 | 1.5907 | 17.0192 | 18.197 | 0 | 0.70151 | 0.1481
1995-10-17 09:00 | 110.1304 | 250.6288 | 354.7278 | 10.5947 | 28.5118 | 1.5919 | 16.7712 | 18.1956 | 0 | 0.20151 | 0.1481
1995-10-17 10:00 | 86.0755 | 242.5718 | 436.1056 | 13.5727 | 27.1469 | 1.5967 | 16.4293 | 18.1971 | 0 | 0.20151 | 0.19757
1995-10-17 11:00 | 89.3918 | 251.8296 | 445.6322 | 11.1101 | 24.3272 | 1.5992 | 16.0123 | 18.2489 | 0 | 0.20151 | 0.83188
1995-10-17 12:00 | 97.3108 | 245.1283 | 461.6217 | 10.254 | 23.5469 | 1.601 | 15.9526 | 18.1755 | 0 | 0.20151 | 0
1995-10-17 13:00 | 113.9984 | 239.1252 | 434.9695 | 11.9011 | 23.5469 | 1.6433 | 15.5156 | 17.2133 | 0 | 0.20151 | 0
1995-10-17 14:00 | 128.0617 | 252.6085 | 345.1736 | 13.5078 | 24.6555 | 1.6447 | 16.2774 | 18.1857 | 0 | 0.20151 | 0.1922
1995-10-17 15:00 | 140.3449 | 257.4288 | 231.9892 | 22.4312 | 48.9088 | 1.6454 | 18.8588 | 18.2195 | 0 | 0.20151 | 3.9503
1995-10-17 16:00 | 168.7371 | 258.7878 | 93.2754 | 26.7022 | 68.989 | 1.6455 | 23.756 | 17.0312 | 0 | 0.84102 | 23.3531
1995-10-17 17:00 | 181.3831 | 257.0851 | 13.0065 | 29.4622 | 63.7038 | 1.6483 | 27.4017 | 18.174 | 0 | 1.941 | 26.8947
1995-10-17 18:00 | 190.0227 | 255.9325 | 0 | 31.2514 | 63.779 | 1.6442 | 26.8014 | 17.6079 | 0 | 1.941 | 41.1658
1995-10-17 19:00 | 198.4106 | 250.121 | 0 | 37.6776 | 63.8978 | 1.6435 | 33.5566 | 17.5644 | 0 | 1.941 | 21.1064
1995-10-17 20:00 | 208.2893 | 244.3609 | 0 | 40.1662 | 62.6456 | 1.5988 | 32.9908 | 15.7819 | 0 | 1.941 | 19.2407
1995-10-17 21:00 | 200.9619 | 250.3111 | 0 | 29.3183 | 60.8629 | 1.5988 | 45.4746 | 17.5479 | 0 | 1.941 | 6.7545
1995-10-17 22:00 | 212.1331 | 242.7567 | 0 | 30.7088 | 62.3716 | 1.5869 | 31.4311 | 15.9248 | 0 | 1.941 | 15.9705
1995-10-17 23:00 | 196.028 | 249.7958 | 0 | 26.221 | 60.9101 | 1.6042 | 35.1067 | 17.1813 | 0 | 1.9202 | 11.7071
1995-10-18 | 193.4395 | 244.893 | 0 | 44.3341 | 57.7713 | 1.5965 | 23.4854 | 17.0981 | 0 | 0.32022 | 7.2272
1995-10-18 01:00 | 198.9609 | 227.3954 | 0 | 41.8578 | 56.5362 | 1.5854 | 19.4385 | 15.6621 | 0 | 0.32022 | 10.1063
1995-10-18 02:00 | 190.3726 | 212.3639 | 0 | 51.8397 | 56.4944 | 1.5851 | 15.4788 | 15.9963 | 0 | 0.32022 | 6.395
1995-10-18 03:00 | 187.0584 | 209.33 | 0 | 50.7671 | 57.2097 | 1.6005 | 16.2799 | 15.7084 | 0 | 0.32022 | 14.0537
1995-10-18 04:00 | 177.247 | 207.7353 | 0 | 45.2828 | 58.1696 | 1.5976 | 19.1601 | 16.7423 | 0 | 0.32022 | 2.3104
1995-10-18 05:00 | 177.9881 | 195.6603 | 1.1051 | 37.697 | 58.4266 | 1.5956 | 17.1567 | 15.2762 | 0 | 0.32022 | 20.8285
1995-10-18 06:00 | 174.9762 | 196.5962 | 22.4203 | 31.909 | 57.6951 | 1.5955 | 16.1516 | 15.7583 | 0 | 0.32022 | 13.2554
1995-10-18 07:00 | 169.4369 | 198.7162 | 108.3615 | 43.42 | 56.4873 | 1.5968 | 13.5041 | 17.9579 | 0 | 0.29893 | 14.9931
1995-10-18 08:00 | 159.3562 | 194.0325 | 227.6091 | 15.8817 | 56.4873 | 1.5992 | 10.1234 | 17.8421 | 0 | 0.13482 | 2.3999
1995-10-18 09:00 | 147.9702 | 189.0342 | 320.1263 | 13.9343 | 56.4873 | 1.6011 | 9.1493 | 17.2124 | 0 | 0.13482 | 0.44638
1995-10-18 10:00 | 138.0961 | 178.4576 | 372.2514 | 17.0263 | 56.4873 | 1.6036 | 9.1698 | 17.0391 | 0 | 0.13482 | 0.84787
1995-10-18 11:00 | 145.9458 | 167.3027 | 402.9037 | 15.455 | 56.4873 | 1.6057 | 9.2653 | 17.2229 | 0 | 0.043003 | 0.62834
1995-10-18 12:00 | 147.2082 | 165.1193 | 392.6091 | 12.619 | 56.4873 | 1.6073 | 13.0128 | 17.5515 | 0 | 0.13482 | 0.23729
1995-10-18 13:00 | 149.5464 | 172.8639 | 352.1106 | 19.0429 | 56.4873 | 1.6085 | 9.3211 | 15.7179 | 0 | 0.13482 | 0
1995-10-18 14:00 | 149.4152 | 162.2708 | 279.8082 | 25.8124 | 57.7941 | 1.6161 | 18.2032 | 17.7342 | 0 | 0.13482 | 1.1572
1995-10-18 15:00 | 146.058 | 155.8247 | 178.7265 | 44.2458 | 59.7649 | 1.6168 | 20.4973 | 17.7018 | 0 | 0.34102 | 23.8648
1995-10-18 16:00 | 141.5612 | 159.4226 | 68.7839 | 56.9011 | 59.7649 | 1.6169 | 23.3342 | 17.7339 | 0 | 0.34102 | 42.2325
1995-10-18 17:00 | 133.3808 | 172.7663 | 11.4158 | 70.1277 | 59.6628 | 1.6166 | 24.6613 | 18.5179 | 0 | 0.34102 | 57.9355
1995-10-18 18:00 | 132.3071 | 179.0098 | 0 | 47.2395 | 59.6485 | 1.6159 | 26.5728 | 18.4572 | 0 | 0.34102 | 52.5948
1995-10-18 19:00 | 134.4965 | 193.3569 | 0 | 57.8043 | 59.401 | 1.6104 | 28.12 | 16.4741 | 0 | 0.34102 | 58.8373
1995-10-18 20:00 | 132.6927 | 206.1255 | 0 | 52.5701 | 59.6408 | 1.6556 | 29.3233 | 17.4192 | 0 | 0.34102 | 51.3136
1995-10-18 21:00 | 131.8651 | 212.705 | 0 | 51.5528 | 59.6155 | 1.6555 | 25.1193 | 18.2854 | 0 | 0.34102 | 25.1812
1995-10-18 22:00 | 142.0034 | 210.9747 | 0 | 64.5717 | 59.4928 | 1.6565 | 21.7061 | 17.6431 | 0 | 0.34102 | 13.1146
1995-10-18 23:00 | 138.6258 | 210.5005 | 0 | 35.7457 | 59.6852 | 1.6568 | 19.8038 | 17.9184 | 0 | 0.32022 | 11.9036
1995-10-19 | 140.5514 | 214.5851 | 0 | 57.4365 | 61.2866 | 1.6718 | 23.4623 | 17.5479 | 0 | 0.32022 | 9.8549
1995-10-19 01:00 | 145.2794 | 226.0708 | 0 | 46.2351 | 59.7649 | 1.683 | 18.6037 | 16.9543 | 0 | 0.32022 | 12.9136
1995-10-19 02:00 | 148.3918 | 234.0213 | 0 | 49.0389 | 60.6624 | 1.7024 | 22.2445 | 17.2389 | 0 | 0.32022 | 7.4993
1995-10-19 03:00 | 156.1844 | 231.884 | 0 | 36.9058 | 59.7649 | 1.7 | 19.3393 | 17.2521 | 0 | 0.32022 | 10.6287
1995-10-19 04:00 | 161.5206 | 237.3504 | 0 | 32.2161 | 59.7649 | 1.6977 | 16.2729 | 16.7508 | 0 | 0.32022 | 2.5851
1995-10-19 05:00 | 166.5347 | 244.2675 | 0.9922 | 33.1246 | 59.7649 | 1.696 | 17.918 | 17.2352 | 0 | 0.32022 | 10.9736
1995-10-19 06:00 | 173.489 | 243.6847 | 19.2631 | 37.3495 | 59.7649 | 1.6959 | 16.3725 | 17.618 | 0 | 0.32022 | 5.6631
1995-10-19 07:00 | 174.5936 | 244.934 | 96.417 | 39.4112 | 59.7649 | 1.6971 | 13.8851 | 18.5872 | 0 | 0.34102 | 1.7816
1995-10-19 08:00 | 169.3841 | 241.1038 | 207.2404 | 19.1242 | 58.0394 | 1.7263 | 9.696 | 17.9551 | 0 | 0.20151 | 0
1995-10-19 09:00 | 169.0549 | 234.623 | 299.5825 | 13.6239 | 56.4873 | 1.7279 | 10.151 | 17.1078 | 0 | 0.13482 | 0.53636
1995-10-19 10:00 | 185.2329 | 227.8464 | 351.3002 | 12.1503 | 56.4873 | 1.73 | 10.2283 | 17.6398 | 0 | 0.13482 | 0
1995-10-19 11:00 | 187.6054 | 231.4347 | 375.3718 | 11.3917 | 56.4873 | 1.7317 | 8.9845 | 17.3502 | 0 | 0.13482 | 0
1995-10-19 12:00 | 183.2984 | 236.4166 | 377.223 | 10.3159 | 56.4873 | 1.752 | 9.2683 | 18.6744 | 0 | 0.13482 | 0.023345
1995-10-19 13:00 | 191.0627 | 230.2825 | 340.6486 | 11.4612 | 56.4873 | 1.753 | 10.621 | 17.989 | 0 | 0.13482 | 0
1995-10-19 14:00 | 193.5342 | 226.0229 | 266.7534 | 11.4855 | 56.4873 | 1.7537 | 14.2718 | 18.6516 | 0 | 0.13482 | 1.495
1995-10-19 15:00 | 194.2388 | 229.8334 | 172.2882 | 22.9664 | 56.4873 | 1.7611 | 15.2728 | 18.3821 | 0 | 0.34102 | 10.5215
1995-10-19 16:00 | 202.7654 | 234.4129 | 64.3086 | 32.4819 | 56.4873 | 1.7612 | 20.1757 | 19.0328 | 0 | 0.34102 | 35.5918
1995-10-19 17:00 | 207.4397 | 232.2399 | 9.5476 | 30.2773 | 56.4873 | 1.7609 | 21.0134 | 18.5521 | 0 | 0.34102 | 25.8203
1995-10-19 18:00 | 212.1765 | 233.4223 | 0 | 30.0943 | 57.5853 | 1.7472 | 20.8267 | 18.6876 | 0 | 0.34102 | 34.1184
1995-10-19 19:00 | 214.1287 | 231.3875 | 0 | 34.7501 | 57.5853 | 1.7415 | 21.3257 | 18.931 | 0 | 0.34102 | 27.1928
1995-10-19 20:00 | 213.0154 | 233.6905 | 0 | 33.4944 | 57.5853 | 1.7416 | 20.4723 | 18.511 | 0 | 0.34102 | 26.5731
1995-10-19 21:00 | 211.6312 | 226.9534 | 0 | 42.243 | 57.5853 | 1.7416 | 22.8837 | 18.7666 | 0 | 0.34102 | 10.4042
1995-10-19 22:00 | 212.1651 | 245.0077 | 0 | 28.5833 | 57.5853 | 1.7869 | 27.1515 | 17.5754 | 0 | 0.34102 | 7.7789
1995-10-19 23:00 | 204.9827 | 239.7051 | 0 | 19.3577 | 57.5853 | 1.7689 | 19.1169 | 17.1379 | 0 | 0.32022 | 16.1816
1995-10-20 | 208.54 | 231.6611 | 0 | 13.2844 | 63.507 | 2.1123 | 48.7578 | 18.0307 | 0 | 1.9202 | 12.5717
1995-10-20 01:00 | 206.2819 | 223.4306 | 0 | 16.5587 | 63.2955 | 2.1319 | 52.1967 | 17.9357 | 0 | 1.9202 | 5.6214
1995-10-20 02:00 | 199.063 | 216.3302 | 0 | 13.7306 | 63.1446 | 2.1123 | 58.3505 | 18.0516 | 0 | 1.9202 | 15.6817
1995-10-20 03:00 | 200.1213 | 209.5639 | 0 | 19.5534 | 63.4001 | 2.109 | 59.4249 | 17.6524 | 0 | 1.9202 | 3.6409
1995-10-20 04:00 | 200.4454 | 208.0603 | 0 | 13.2511 | 63.5045 | 2.0846 | 49.1494 | 17.9102 | 0 | 1.9202 | 8.6043
1995-10-20 05:00 | 197.6183 | 213.4979 | 0.84983 | 22.1064 | 60.0882 | 2.0832 | 41.482 | 18.2688 | 0 | 1.9202 | 6.171
1995-10-20 06:00 | 196.1282 | 221.2084 | 21.7013 | 17.3668 | 61.6909 | 2.0831 | 38.1018 | 18.473 | 0 | 1.9202 | 0.024192
1995-10-20 07:00 | 193.893 | 220.8701 | 104.9326 | 23.1716 | 64.2224 | 2.084 | 36.0881 | 18.9712 | 0 | 1.8989 | 7.494
1995-10-20 08:00 | 190.1246 | 208.8065 | 217.2314 | 12.6135 | 64.2773 | 2.1054 | 23.4814 | 18.4258 | 0 | 1.8015 | 0.021833
1995-10-20 09:00 | 166.3594 | 197.034 | 311.4285 | 10.6812 | 64.2773 | 2.1292 | 22.5043 | 18.7739 | 0 | 0.13482 | 0.037106
1995-10-20 10:00 | 176.8131 | 196.4839 | 348.4691 | 10.4143 | 64.2773 | 2.1309 | 24.4376 | 18.7384 | 0 | 0.13482 | 0.75855
1995-10-20 11:00 | 166.5909 | 193.474 | 382.8347 | 11.7365 | 59.4571 | 2.1338 | 25.3495 | 18.6986 | 0 | 0.043003 | 1.7393
1995-10-20 12:00 | 169.3541 | 187.3781 | 384.3147 | 10.7487 | 54.1069 | 2.1348 | 21.8577 | 18.3811 | 0 | 0.043003 | 0.3094
1995-10-20 13:00 | 170.6307 | 189.4551 | 353.691 | 11.0042 | 64.2773 | 2.1134 | 22.7692 | 18.0612 | 0 | 0.13482 | 1.2299
1995-10-20 14:00 | 170.2716 | 189.445 | 281.2633 | 11.5872 | 64.2773 | 2.1156 | 28.892 | 18.6089 | 0 | 0.13482 | 1.9567
1995-10-20 15:00 | 177.0107 | 196.7644 | 181.9337 | 15.7096 | 64.2773 | 2.1149 | 47.5517 | 18.8852 | 0 | 0.34102 | 3.6294
1995-10-20 16:00 | 182.0543 | 201.5518 | 67.7271 | 29.5332 | 64.2773 | 2.0981 | 77.013 | 19.0483 | 0 | 1.941 | 16.8438
1995-10-20 17:00 | 185.7751 | 201.9091 | 10.564 | 26.1987 | 62.8066 | 2.0982 | 78.5286 | 19.0923 | 0 | 1.941 | 21.402
1995-10-20 18:00 | 195.6206 | 198.0118 | 0 | 15.2452 | 62.0692 | 2.0967 | 96.6139 | 18.6784 | 0 | 1.941 | 13.7021
1995-10-20 19:00 | 193.9674 | 197.5472 | 0 | 28.762 | 62.9372 | 2.0907 | 77.5824 | 19.0845 | 0 | 1.941 | 24.9909
1995-10-20 20:00 | 197.0223 | 195.3692 | 0 | 21.9377 | 64.0652 | 2.0907 | 92.6397 | 18.827 | 0 | 1.941 | 19.8953
1995-10-20 21:00 | 197.3489 | 195.6716 | 0 | 37.6452 | 63.8108 | 2.0906 | 81.0972 | 18.5643 | 0 | 1.941 | 10.362
1995-10-20 22:00 | 205.4828 | 200.4635 | 0 | 18.3456 | 64.0337 | 2.0921 | 90.8542 | 17.5383 | 0 | 1.941 | 5.5462
1995-10-20 23:00 | 199.8978 | 205.143 | 0 | 11.056 | 64.2761 | 2.0923 | 77.8639 | 17.3229 | 0 | 1.9058 | 17.0462
1995-10-21 | 201.3784 | 205.598 | 0 | 25.5022 | 65.7065 | 2.0929 | 78.874 | 18.5664 | 0 | 1.9058 | 18.7697
1995-10-21 01:00 | 195.9808 | 201.1459 | 0 | 14.4087 | 67.1686 | 2.1158 | 78.4177 | 18.3514 | 0 | 1.9058 | 20.2983
1995-10-21 02:00 | 185.885 | 199.6483 | 0 | 17.8836 | 68.001 | 2.134 | 79.108 | 18.4882 | 0 | 1.9058 | 10.5888
1995-10-21 03:00 | 176.1231 | 196.2508 | 0 | 15.3877 | 68.001 | 2.1309 | 74.7547 | 18.5493 | 0 | 1.9058 | 13.6904
1995-10-21 04:00 | 168.1294 | 193.7364 | 0 | 27.3741 | 68.001 | 2.1502 | 72.8347 | 18.6179 | 0 | 1.9058 | 6.4514
1995-10-21 05:00 | 166.4939 | 184.101 | 0.67819 | 28.4864 | 68.4151 | 2.1486 | 76.2486 | 18.4753 | 0 | 1.9058 | 6.9049
1995-10-21 06:00 | 160.585 | 174.1965 | 18.5893 | 19.2268 | 70.7586 | 2.1483 | 70.3847 | 18.8915 | 0 | 1.9058 | 14.5398
1995-10-21 07:00 | 157.7103 | 158.9301 | 97.904 | 25.3668 | 71.568 | 2.1587 | 60.7504 | 19.0048 | 0 | 2.1178 | 13.2138
1995-10-21 08:00 | 144.8702 | 144.6246 | 215.8854 | 12.7814 | 71.568 | 2.1538 | 37.9693 | 18.9335 | 0 | 0.24361 | 0.61436
1995-10-21 09:00 | 126.4304 | 132.2883 | 315.7667 | 10.8376 | 71.568 | 2.1514 | 35.2012 | 19.0551 | 0 | 0.17691 | 0.61436
1995-10-21 10:00 | 118.4697 | 121.7949 | 381.7063 | 12.6241 | 71.1174 | 2.5223 | 33.6606 | 19.0681 | 0 | 0.13482 | 0
1995-10-21 11:00 | 116.8976 | 104.9675 | 403.9637 | 11.1088 | 55.4202 | 2.5237 | 41.335 | 19.0174 | 0 | 0.33082 | 0
1995-10-21 12:00 | 110.4908 | 92.3836 | 399.0024 | 11.5212 | 54.5383 | 2.5088 | 50.8657 | 18.9433 | 0 | 0.37291 | 0
1995-10-21 13:00 | 114.3378 | 83.8333 | 353.347 | 12.5804 | 64.974 | 2.4945 | 55.6556 | 18.921 | 0 | 0.37291 | 0
1995-10-21 14:00 | 114.1497 | 79.1814 | 282.6722 | 12.8139 | 66.4117 | 2.4783 | 58.8776 | 18.8853 | 0 | 0.37291 | 0
1995-10-21 15:00 | 109.8478 | 75.8324 | 179.856 | 18.2155 | 67.9744 | 2.4812 | 82.5862 | 18.9829 | 0 | 0.51782 | 5.6938
1995-10-21 16:00 | 109.6715 | 72.2252 | 65.9958 | 27.8812 | 71.2563 | 2.51 | 96.251 | 19.0804 | 0 | 2.1178 | 26.3909
1995-10-21 17:00 | 114.0451 | 69.1102 | 9.4806 | 43.3771 | 68.981 | 2.5087 | 108.411 | 17.8357 | 0 | 2.1178 | 48.7795
1995-10-21 18:00 | 119.0643 | 68.4996 | 0 | 23.4893 | 72.5452 | 2.4725 | 110.5494 | 19.1616 | 0 | 2.1178 | 57.1958
1995-10-21 19:00 | 121.9793 | 67.0573 | 0 | 33.6529 | 72.6621 | 2.4718 | 105.8325 | 19.1853 | 0 | 2.1178 | 44.3412
1995-10-21 20:00 | 122.1344 | 63.9084 | 0 | 31.8312 | 72.674 | 2.4508 | 119.4644 | 19.1343 | 0 | 2.1363 | 47.6025
1995-10-21 21:00 | 118.2001 | 60.731 | 0 | 29.0608 | 73.5398 | 2.4505 | 123.0016 | 18.9566 | 0 | 2.137 | 39.316
1995-10-21 22:00 | 117.1873 | 72.6837 | 0 | 27.2022 | 75.1416 | 2.4398 | 126.111 | 18.8558 | 0 | 2.1278 | 16.1617
1995-10-21 23:00 | 109.2835 | 81.7294 | 0 | 29.7348 | 79.368 | 2.4399 | 125.7368 | 18.7707 | 0 | 2.1309 | 1.4972
1995-10-22 | 104.566 | 95.0219 | 0 | 59.8401 | 79.368 | 2.415 | 76.823 | 18.777 | 0 | 1.0284 | 33.35
1995-10-22 01:00 | 101.1492 | 105.7823 | 0 | 43.4489 | 80.466 | 2.2972 | 76.0313 | 18.7065 | 0 | 1.0204 | 26.4767
1995-10-22 02:00 | 100.6321 | 119.4338 | 0 | 41.6946 | 80.466 | 2.2964 | 76.025 | 18.682 | 0 | 1.0202 | 12.7629
1995-10-22 03:00 | 100.8714 | 131.0098 | 0 | 44.4382 | 80.466 | 2.2955 | 76.2589 | 18.6948 | 0 | 1.0281 | 30.2566
1995-10-22 04:00 | 102.4062 | 138.5924 | 0 | 45.0795 | 80.466 | 2.2725 | 76.3309 | 18.7305 | 0 | 1.023 | 11.7538
1995-10-22 05:00 | 106.0819 | 147.1697 | 0.31466 | 52.6333 | 80.466 | 2.2701 | 76.6791 | 18.8343 | 0 | 1.022 | 11.016
1995-10-22 06:00 | 108.8788 | 151.1051 | 17.7269 | 52.5369 | 80.466 | 2.2789 | 76.6495 | 19.0838 | 0 | 1.0256 | 12.3878
1995-10-22 07:00 | 111.6902 | 151.7715 | 106.2191 | 36.7012 | 80.466 | 2.3003 | 72.4997 | 19.1786 | 0 | 1.0539 | 12.7937
1995-10-22 08:00 | 102.1054 | 153.6988 | 250.9187 | 22.7055 | 80.466 | 1.9693 | 47.3393 | 19.2307 | 0 | 1.0543 | 0.1481
1995-10-22 09:00 | 81.6602 | 155.4314 | 380.387 | 17.4667 | 80.466 | 1.9893 | 28.3027 | 19.1743 | 0 | 0.55005 | 0.8424
1995-10-22 10:00 | 78.6602 | 157.1171 | 454.1824 | 17.1811 | 80.466 | 2.0244 | 24.8081 | 19.1326 | 0 | 0.55445 | 0.13833
1995-10-22 11:00 | 80.2448 | 157.1273 | 482.177 | 15.2955 | 80.466 | 1.8679 | 34.486 | 19.0355 | 0 | 0.53792 | 3.6309
1995-10-22 12:00 | 93.5632 | 159.1756 | 462.6726 | 13.8666 | 80.466 | 1.8592 | 35.9734 | 19.0131 | 0 | 0.54869 | 1.8148
1995-10-22 13:00 | 110.5264 | 159.653 | 398.7399 | 14.2093 | 77.7993 | 1.8595 | 36.0366 | 19.0162 | 0 | 0.55177 | 1.7003
1995-10-22 14:00 | 121.9848 | 162.8639 | 299.8642 | 15.5863 | 74.872 | 1.86 | 44.1574 | 19.0563 | 0 | 0.53835 | 1.2213
1995-10-22 15:00 | 128.3922 | 164.199 | 181.2261 | 20.6541 | 74.872 | 2.1698 | 65.09 | 19.1341 | 0 | 0.54514 | 12.0238
1995-10-22 16:00 | 148.5606 | 170.7431 | 64.9755 | 41.8199 | 72.9653 | 2.1823 | 74.1988 | 18.8649 | 0 | 1.0486 | 25.0602
1995-10-22 17:00 | 170.0666 | 175.7919 | 9.8965 | 44.9044 | 71.305 | 2.1886 | 74.0226 | 19.3015 | 0 | 1.037 | 33.2187
1995-10-22 18:00 | 189.1743 | 180.0817 | 0 | 49.9444 | 72.6694 | 2.1426 | 71.7034 | 18.273 | 0 | 1.037 | 27.7576
1995-10-22 19:00 | 200.3241 | 178.8536 | 0 | 44.5119 | 74.872 | 2.1421 | 65.7247 | 19.3883 | 0 | 1.037 | 18.85
1995-10-22 20:00 | 212.8445 | 175.8484 | 0 | 53.7313 | 73.1598 | 2.1416 | 57.5766 | 19.2521 | 0 | 1.037 | 20.9781
1995-10-22 21:00 | 217.2569 | 173.147 | 0 | 54.0536 | 71.4943 | 2.1311 | 58.228 | 18.0226 | 0 | 1.037 | 26.1253
1995-10-22 22:00 | 228.1782 | 182.9164 | 0 | 42.4384 | 71.305 | 2.1423 | 55.0331 | 19.0695 | 0 | 1.037 | 29.1607
1995-10-22 23:00 | 223.655 | 174.5168 | 0 | 43.3325 | 71.305 | 2.1238 | 53.8067 | 17.8302 | 0 | 1.0162 | 8.239
1995-10-23 | 219.8859 | 166.2272 | 0 | 48.5262 | 71.305 | 1.8368 | 28.7557 | 18.8882 | 0 | 0.32022 | 4.1116
1995-10-23 01:00 | 217.23 | 159.2218 | 0 | 48.2969 | 71.305 | 1.8369 | 32.35 | 18.94 | 0 | 0.32022 | 3.6346
1995-10-23 02:00 | 216.0707 | 154.1099 | 0 | 35.3534 | 71.305 | 1.8365 | 30.314 | 18.8848 | 0 | 0.32022 | 9.4045
1995-10-23 03:00 | 214.666 | 150.4584 | 0 | 41.4551 | 71.2804 | 1.8591 | 24.8674 | 18.8767 | 0 | 0.32022 | 12.1622
1995-10-23 04:00 | 215.8316 | 153.5082 | 0 | 37.9385 | 75.5239 | 1.8425 | 30.0427 | 18.8785 | 0 | 0.32022 | 2.5217
1995-10-23 05:00 | 220.7889 | 158.9776 | 0.32137 | 44.2234 | 75.5239 | 1.8727 | 33.0695 | 18.896 | 0 | 0.32022 | 15.7781
1995-10-23 06:00 | 227.6001 | 167.1015 | 17.1484 | 51.6552 | 75.5239 | 1.8719 | 40.7193 | 18.9961 | 0 | 0.32022 | 6.1087
1995-10-23 07:00 | 231.3446 | 179.9651 | 114.6519 | 23.8971 | 75.5239 | 1.8732 | 21.2973 | 19.1355 | 0 | 0.34102 | 0.24134
1995-10-23 08:00 | 213.6122 | 191.8039 | 265.4448 | 15.9425 | 75.5239 | 1.8746 | 21.3729 | 19.0861 | 0 | 0.34102 | 0
1995-10-23 09:00 | 168.1964 | 204.7138 | 394.8376 | 9.7861 | 75.5239 | 1.8764 | 21.2566 | 19.0812 | 0 | 0.34075 | 0
1995-10-23 10:00 | 144.8131 | 204.8006 | 464.9748 | 11.6455 | 75.5239 | 1.8787 | 22.1264 | 19.0354 | 0 | 0.34075 | 0
1995-10-23 11:00 | 149.5544 | 206.5807 | 486.7846 | 10.5091 | 75.5239 | 1.8797 | 22.1297 | 18.9927 | 0 | 0.34075 | 0
1995-10-23 12:00 | 157.9052 | 199.2105 | 479.8952 | 16.5178 | 75.5239 | 1.8806 | 22.8571 | 18.9092 | 0 | 0.34075 | 0
1995-10-23 13:00 | 172.0221 | 199.7228 | 419.8521 | 16.2629 | 75.5239 | 1.8816 | 22.8805 | 18.8632 | 0 | 0.34075 | 0
1995-10-23 14:00 | 182.4696 | 199.1007 | 332.1715 | 18.0694 | 75.5239 | 1.8708 | 22.9231 | 18.8627 | 0 | 0.34075 | 0.79596
1995-10-23 15:00 | 219.8239 | 203.8677 | 189.633 | 30.2803 | 75.5239 | 1.8706 | 23.2272 | 18.9162 | 0 | 0.34102 | 16.4712
1995-10-23 16:00 | 252.362 | 219.3257 | 58.37 | 44.7944 | 75.5239 | 1.8374 | 29.1889 | 18.9838 | 0 | 0.34102 | 37.5173
1995-10-23 17:00 | 277.3925 | 236.9385 | 6.1227 | 34.9628 | 75.5239 | 1.8382 | 27.7207 | 19.1168 | 0 | 0.34102 | 26.4496
1995-10-23 18:00 | 294.3099 | 247.6532 | 0 | 32.4252 | 77.3898 | 1.8823 | 38.878 | 19.1728 | 0 | 0.34102 | 28.547
1995-10-23 19:00 | 303.1588 | 260.5332 | 0 | 31.8955 | 77.8598 | 1.8805 | 37.6909 | 19.1342 | 0 | 0.34102 | 12.1126
1995-10-23 20:00 | 306.354 | 269.4565 | 0 | 40.8669 | 64.7736 | 1.8567 | 37.1571 | 19.0957 | 0 | 0.34102 | 4.5029
1995-10-23 21:00 | 304.2865 | 271.5212 | 0 | 29.0284 | 74.8137 | 1.8468 | 39.4985 | 19.0835 | 0 | 0.34102 | 1.4363
1995-10-23 22:00 | 309.8216 | 275.1363 | 0 | 19.2378 | 75.4705 | 1.8472 | 39.3965 | 19.0444 | 0 | 0.34102 | 1.036
1995-10-23 23:00 | 301.5766 | 270.6235 | 0 | 22.1698 | 70.336 | 1.8632 | 37.6678 | 18.9466 | 0 | 0.32022 | 0.9069
1995-10-24 | 297.8157 | 265.1276 | 0 | 23.0797 | 19.7326 | 1.8646 | 24.4671 | 18.86 | 0 | 0.32022 | 0.74092
1995-10-24 01:00 | 293.3475 | 260.5386 | 0 | 20.3086 | 22.7334 | 1.8884 | 26.3216 | 18.8142 | 0 | 0.32022 | 0.23825
1995-10-24 02:00 | 288.9557 | 255.4483 | 0 | 15.4252 | 22.5787 | 1.8876 | 29.2637 | 18.6457 | 0 | 0.32022 | 0.5137
1995-10-24 03:00 | 288.3928 | 253.6955 | 0 | 21.0086 | 23.4997 | 1.8843 | 24.1489 | 18.8035 | 0 | 0.32022 | 1.2585
1995-10-24 04:00 | 288.9975 | 258.4901 | 0 | 17.6016 | 22.4073 | 1.8808 | 26.8502 | 18.8121 | 0 | 0.32022 | 1.3865
1995-10-24 05:00 | 289.8303 | 262.6945 | 0.22984 | 22.8609 | 20.6099 | 1.8843 | 23.857 | 18.8545 | 0 | 0.32022 | 1.6826
1995-10-24 06:00 | 290.2071 | 265.0375 | 20.0729 | 22.6471 | 20.7959 | 1.8425 | 27.3698 | 18.6724 | 0 | 0.27813 | 0.4389
1995-10-24 07:00 | 285.0473 | 260.9505 | 108.5848 | 16.0844 | 19.0761 | 1.8436 | 17.0984 | 18.6897 | 0 | 0.29893 | 2.8383
1995-10-24 08:00 | 273.7737 | 264.0382 | 211.0753 | 12.6581 | 16.8957 | 1.846 | 11.0251 | 18.6459 | 0 | 0.20151 | 0.23729
1995-10-24 09:00 | 206.3616 | 268.7558 | 323.6477 | 9.7051 | 16.199 | 1.848 | 11.432 | 18.3124 | 0 | 0.20151 | 0.27721
1995-10-24 10:00 | 173.5528 | 263.6276 | 382.9264 | 10.6908 | 16.6586 | 1.8507 | 10.6416 | 18.6114 | 0 | 0.20151 | 0.35465
1995-10-24 11:00 | 185.6417 | 267.2126 | 369.4669 | 12.8715 | 17.2992 | 1.8527 | 10.7277 | 18.2754 | 0 | 0.20151 | 0.5809
1995-10-24 12:00 | 159.068 | 266.7564 | 378.9008 | 15.7838 | 18.0174 | 1.8538 | 11.6037 | 18.6168 | 0 | 0.20151 | 1.1959
1995-10-24 13:00 | 180.1696 | 264.6205 | 336.263 | 13.4192 | 19.2549 | 1.8547 | 11.7291 | 18.3028 | 0 | 0.20151 | 1.0369
1995-10-24 14:00 | 199.7229 | 268.0334 | 260.9075 | 13.7516 | 21.1596 | 1.8555 | 13.6359 | 18.643 | 0 | 0.24361 | 0.81068
1995-10-24 15:00 | 263.843 | 268.6278 | 131.1324 | 17.3449 | 24.3657 | 1.8555 | 21.6683 | 17.2752 | 0 | 0.34102 | 11.938
1995-10-24 16:00 | 286.0844 | 275.7115 | 30.07 | 19.3517 | 23.4764 | 1.855 | 35.2679 | 18.7099 | 0 | 0.34102 | 39.0442
1995-10-24 17:00 | 294.6794 | 278.2138 | 2.8934 | 30.2481 | 15.131 | 1.8538 | 30.8975 | 18.7107 | 0 | 0.34102 | 23.6841
1995-10-24 18:00 | 296.7757 | 281.7737 | 0 | 22.0566 | 15.131 | 1.8522 | 33.3289 | 18.7678 | 0 | 0.34102 | 22.2813
1995-10-24 19:00 | 292.9892 | 283.5999 | 0 | 20.407 | 12.6277 | 1.8508 | 36.1286 | 18.7855 | 0 | 0.84102 | 14.7088
1995-10-24 20:00 | 291.4056 | 281.8918 | 0 | 23.6832 | 13.3583 | 1.8506 | 36.2451 | 18.7658 | 0 | 0.84102 | 4.7691
1995-10-24 21:00 | 280.2982 | 285.0432 | 0 | 24.2404 | 13.072 | 1.8428 | 35.6207 | 18.6979 | 0 | 0.84102 | 7.0257
1995-10-24 22:00 | 271.716 | 285.5283 | 0 | 25.2568 | 11.9147 | 1.8437 | 24.6619 | 18.6025 | 0 | 0.84102 | 15.2574
1995-10-24 23:00 | 268.9337 | 282.9865 | 0 | 15.5353 | 13.885 | 1.8519 | 34.7814 | 18.4982 | 0 | 0.82022 | 0.89301
1995-10-25 | 261.8131 | 273.9569 | 0 | 30.0319 | 20.125 | 1.8517 | 18.0848 | 18.4047 | 0 | 0.32022 | 23.9583
1995-10-25 01:00 | 258.4485 | 264.9821 | 0 | 22.5545 | 23.2357 | 1.8514 | 18.0466 | 18.3855 | 0 | 0.32022 | 13.0113
1995-10-25 02:00 | 252.5922 | 261.53 | 0 | 30.7166 | 23.1729 | 1.8505 | 25.6414 | 18.3628 | 0 | 0.32022 | 7.332
1995-10-25 03:00 | 250.0825 | 260.5267 | 0 | 33.7766 | 23.7409 | 1.8467 | 17.6111 | 18.3438 | 0 | 0.32022 | 16.8487
1995-10-25 04:00 | 244.5462 | 257.7779 | 0 | 35.2027 | 22.5801 | 1.8428 | 17.2518 | 18.358 | 0 | 0.32022 | 17.1547
1995-10-25 05:00 | 241.0692 | 257.0129 | 0.2395 | 31.3483 | 24.5035 | 1.8399 | 17.7081 | 18.4548 | 0 | 0.32022 | 34.0518
1995-10-25 06:00 | 235.5364 | 259.2596 | 19.46 | 38.0776 | 20.3977 | 1.8838 | 20.5899 | 18.8899 | 0 | 0.32022 | 6.7766
1995-10-25 07:00 | 225.1629 | 260.2263 | 102.1531 | 37.6738 | 19.4148 | 1.8851 | 15.841 | 19.0439 | 0 | 0.34102 | 6.4848
1995-10-25 08:00 | 205.0473 | 257.2603 | 211.6428 | 21.7225 | 17.5267 | 1.8887 | 10.9947 | 18.869 | 0 | 0.17691 | 6.8739
1995-10-25 09:00 | 183.2309 | 255.1983 | 301.8944 | 13.4114 | 15.152 | 1.8908 | 10.948 | 18.7984 | 0 | 0.17691 | 0.54754
1995-10-25 10:00 | 164.9912 | 247.7639 | 360.6699 | 10.2949 | 15.2242 | 1.8933 | 10.8955 | 18.8068 | 0 | 0.17691 | 0.10765
1995-10-25 11:00 | 162.341 | 251.7296 | 367.5591 | 13.337 | 15.131 | 1.8955 | 10.8306 | 18.7934 | 0 | 0.17691 | 0.10648
1995-10-25 12:00 | 159.6187 | 249.0387 | 360.877 | 14.5263 | 17.8001 | 1.8946 | 11.9739 | 18.7714 | 0 | 0.17691 | 0.16774
1995-10-25 13:00 | 163.0338 | 254.0268 | 320.1582 | 11.0403 | 18.9095 | 1.8954 | 12.8648 | 18.6927 | 0 | 0.17691 | 0.71217
1995-10-25 14:00 | 165.9228 | 259.2815 | 253.4784 | 15.3994 | 19.9853 | 1.8963 | 18.8171 | 18.7324 | 0 | 0.17691 | 0.12203
1995-10-25 15:00 | 174.3111 | 265.4837 | 146.7865 | 20.5614 | 34.6001 | 1.8965 | 29.9915 | 18.9945 | 0 | 0.34102 | 6.1949
1995-10-25 16:00 | 176.1564 | 264.8763 | 38.5254 | 37.2641 | 47.39 | 1.8987 | 36.3124 | 19.0672 | 0 | 0.34102 | 31.0124
1995-10-25 17:00 | 178.1631 | 261.7645 | 4.2607 | 41.6142 | 49.5647 | 1.9149 | 32.2511 | 19.0707 | 0 | 0.34102 | 19.8388
1995-10-25 18:00 | 177.4389 | 265.8732 | 0 | 30.6935 | 63.0798 | 1.9136 | 34.2972 | 19.158 | 0 | 0.34102 | 44.4552
1995-10-25 19:00 | 188.5341 | 257.1943 | 0 | 25.7008 | 55.9185 | 1.8928 | 32.3543 | 18.8593 | 0 | 0.34102 | 47.1526
1995-10-25 20:00 | 187.6098 | 253.7426 | 0 | 38.1999 | 57.8369 | 1.8927 | 43.5784 | 17.8278 | 0 | 0.34102 | 22.1087
1995-10-25 21:00 | 191.7989 | 249.3164 | 0 | 35.8097 | 59.1642 | 1.8924 | 37.1204 | 17.4397 | 0 | 0.34102 | 21.4155
1995-10-25 22:00 | 205.3653 | 264.2082 | 0 | 19.6695 | 56.5681 | 1.8934 | 38.2423 | 18.2228 | 0 | 0.34102 | 13.6786
1995-10-25 23:00 | 201.6208 | 266.3344 | 0 | 36.7032 | 31.0057 | 1.8937 | 31.2417 | 18.6303 | 0 | 0.32022 | 15.7121
1995-10-26 | 194.4542 | 270.443 | 0 | 28.1086 | 49.2936 | 1.8937 | 29.762 | 18.0476 | 0 | 0.32022 | 19.9275
1995-10-26 01:00 | 197.9944 | 264.0999 | 0 | 25.2069 | 47.1612 | 1.8934 | 30.5806 | 16.8692 | 0 | 0.32022 | 13.694
1995-10-26 02:00 | 189.0851 | 268.8854 | 0 | 31.8073 | 38.2819 | 1.8926 | 26.7119 | 18.1333 | 0 | 0.32022 | 12.4792
1995-10-26 03:00 | 200.1942 | 256.9249 | 0 | 25.7932 | 50.6336 | 1.8886 | 22.5037 | 17.0353 | 0 | 0.32022 | 17.0254
1995-10-26 04:00 | 209.2875 | 248.4825 | 0 | 33.4784 | 26.2283 | 1.8845 | 27.7175 | 17.6364 | 0 | 0.32022 | 5.07
1995-10-26 05:00 | 218.375 | 246.5274 | 0.25165 | 31.5677 | 22.5469 | 1.8958 | 30.371 | 18.6065 | 0 | 0.32022 | 9.4227
1995-10-26 06:00 | 227.5411 | 246.4463 | 17.0833 | 33.7874 | 22.5469 | 1.8951 | 25.8295 | 18.4613 | 0 | 0.32022 | 10.2488
1995-10-26 07:00 | 234.9283 | 248.0453 | 92.8731 | 30.5576 | 22.802 | 1.8966 | 20.3633 | 18.8439 | 0 | 0.34102 | 10.2248
1995-10-26 08:00 | 227.0516 | 246.3114 | 202.6282 | 20.3565 | 22.5469 | 1.8995 | 17.2753 | 17.8119 | 0 | 0.17691 | 3.5302
1995-10-26 09:00 | 201.0724 | 249.6908 | 297.8743 | 14.217 | 22.5469 | 1.9012 | 14.1443 | 17.9533 | 0 | 0.085096 | 0
1995-10-26 10:00 | 194.5478 | 245.136 | 355.8806 | 14.1394 | 22.5469 | 1.9047 | 17.0422 | 18.8689 | 0 | 0.085096 | 0.10896
1995-10-26 11:00 | 177.9708 | 232.9384 | 398.5286 | 13.9087 | 22.5469 | 1.9076 | 13.9166 | 16.4281 | 0 | 0.043003 | 0.14937
1995-10-26 12:00 | 196.1658 | 245.5602 | 363.4308 | 13.2893 | 22.5469 | 1.9093 | 15.0561 | 16.5154 | 0 | 0.085096 | 0.34871
1995-10-26 13:00 | 156.7655 | 260.6374 | 348.2013 | 14.0603 | 22.5469 | 1.8865 | 15.3726 | 18.4843 | 0 | 0.085096 | 1.437
1995-10-26 14:00 | 181.8062 | 264.0786 | 259.0492 | 13.4526 | 22.5469 | 1.8875 | 19.5948 | 18.038 | 0 | 0.085096 | 8.0424
1995-10-26 15:00 | 220.2671 | 270.5062 | 153.9385 | 23.8867 | 22.5469 | 1.8871 | 27.0601 | 18.9837 | 0 | 0.34102 | 30.5878
1995-10-26 16:00 | 249.717 | 275.0092 | 48.8986 | 35.7151 | 22.5469 | 1.8858 | 28.6037 | 17.7235 | 0 | 0.34102 | 41.025
1995-10-26 17:00 | 262.3633 | 275.2973 | 6.0535 | 34.5835 | 22.5469 | 1.8623 | 25.9571 | 18.1688 | 0 | 0.34102 | 20.9812
1995-10-26 18:00 | 268.7864 | 275.6786 | 0 | 28.4178 | 30.6254 | 1.8591 | 32.0952 | 17.0364 | 0 | 0.34102 | 20.422
1995-10-26 19:00 | 264.5192 | 271.7132 | 0 | 34.2768 | 14.3291 | 1.8437 | 33.9246 | 18.9847 | 0 | 0.34102 | 16.2799
1995-10-26 20:00 | 263.3157 | 266.5973 | 0 | 30.3655 | 24.4471 | 1.8413 | 35.3762 | 17.7772 | 0 | 0.34102 | 11.2503
1995-10-26 21:00 | 264.0239 | 261.8583 | 0 | 21.3161 | 19.7576 | 1.8403 | 28.2834 | 16.4188 | 0 | 0.34102 | 15.1578
1995-10-26 22:00 | 263.4983 | 249.9613 | 0 | 31.409 | 16.4431 | 1.8454 | 32.4039 | 17.0096 | 0 | 0.34102 | 14.2851
1995-10-26 23:00 | 250.1983 | 260.5282 | 0 | 24.1672 | 22.6045 | 1.8451 | 23.2003 | 17.5158 | 0 | 0.32022 | 6.5859
1995-10-27 | 242.1919 | 257.9305 | 0 | 18.8999 | 52.5622 | 1.8446 | 38.5295 | 17.1878 | 0 | 0.32022 | 7.935
1995-10-27 01:00 | 240.4681 | 258.4508 | 0 | 29.6988 | 31.857 | 1.8439 | 32.7216 | 17.2227 | 0 | 0.32022 | 20.8971
1995-10-27 02:00 | 230.2885 | 257.7585 | 0 | 22.3143 | 35.7957 | 1.8425 | 37.5153 | 17.03 | 0 | 0.32022 | 1.0375
1995-10-27 03:00 | 237.9116 | 252.202 | 0 | 22.1174 | 35.8083 | 1.8379 | 37.8398 | 15.71 | 0 | 0.32022 | 11.6911
1995-10-27 04:00 | 222.6138 | 258.6493 | 0 | 20.3236 | 28.5363 | 1.8182 | 37.1345 | 17.448 | 0 | 0.32022 | 21.6789
1995-10-27 05:00 | 227.3263 | 248.5954 | 0.23823 | 17.0967 | 37.0874 | 1.814 | 28.4114 | 15.7194 | 0 | 0.32022 | 10.5111
1995-10-27 06:00 | 226.5896 | 237.7518 | 15.6303 | 15.3801 | 46.3544 | 1.8159 | 31.7549 | 16.3988 | 0 | 0.32022 | 0.055131
1995-10-27 07:00 | 227.2153 | 237.4095 | 91.2711 | 14.1937 | 54.9028 | 1.8168 | 17.4011 | 17.6623 | 0 | 0.29893 | 11.0165
1995-10-27 08:00 | 217.3841 | 239.0193 | 200.9272 | 21.4099 | 31.8457 | 1.8189 | 13.2652 | 15.8598 | 0 | 0.13482 | 0
1995-10-27 09:00 | 199.229 | 228.0676 | 290.387 | 10.2219 | 36.4729 | 1.821 | 13.6224 | 16.4319 | 0 | 0.13482 | 0.53776
1995-10-27 10:00 | 187.7385 | 220.0537 | 342.2317 | 10.1347 | 27.0717 | 1.8245 | 12.7494 | 17.3904 | 0 | 0.13482 | 0.085849
1995-10-27 11:00 | 188.4489 | 212.9133 | 356.6748 | 16.5531 | 33.0904 | 1.8275 | 13.8834 | 17.1601 | 0 | 0.13482 | 0.011516
1995-10-27 12:00 | 184.8023 | 216.8815 | 352.7877 | 10.2219 | 38.308 | 1.8309 | 13.7931 | 16.7987 | 0 | 0.13482 | 0
1995-10-27 13:00 | 194.6976 | 213.5518 | 307.3673 | 13.3023 | 49.0457 | 1.8319 | 14.2532 | 16.6652 | 0 | 0.13482 | 0.044641
1995-10-27 14:00 | 192.0207 | 199.3063 | 239.7715 | 18.0314 | 64.0405 | 1.8328 | 18.4062 | 17.9112 | 0 | 0.13607 | 0
1995-10-27 15:00 | 195.8519 | 192.9595 | 144.8514 | 21.7683 | 65.3529 | 1.8329 | 25.9218 | 17.9866 | 0 | 0.39227 | 1.8356
1995-10-27 16:00 | 188.4625 | 192.624 | 50.4225 | 27.5349 | 65.3529 | 2.1839 | 66.7916 | 17.7841 | 0 | 1.9923 | 11.2085
1995-10-27 17:00 | 178.2684 | 193.2188 | 5.7425 | 32.5366 | 65.3529 | 2.1806 | 68.7903 | 17.1707 | 0 | 1.9923 | 12.9074
1995-10-27 18:00 | 175.3038 | 192.7944 | 0 | 24.9066 | 65.3529 | 2.1446 | 68.9733 | 17.3015 | 0 | 1.9923 | 20.69
1995-10-27 19:00 | 168.4796 | 188.531 | 0 | 24.3728 | 65.3529 | 2.1209 | 72.568 | 17.7522 | 0 | 1.9923 | 18.4861
1995-10-27 20:00 | 159.5045 | 185.2439 | 0 | 30.1851 | 65.3529 | 2.1204 | 87.3427 | 16.1341 | 0 | 2.1883 | 18.0361
1995-10-27 21:00 | 150.1 | 184.484 | 0 | 35.5487 | 65.3529 | 2.1391 | 84.4022 | 16.1307 | 0 | 2.1883 | 19.1212
1995-10-27 22:00 | 147.1511 | 184.7082 | 0 | 28.809 | 65.3529 | 2.1178 | 105.6325 | 16.4252 | 0 | 2.1883 | 3.8884
1995-10-27 23:00 | 134.2904 | 187.4657 | 0 | 25.5945 | 65.3529 | 2.1177 | 91.8266 | 16.2014 | 0 | 2.1531 | 24.2218
1995-10-28 | 131.64 | 186.8654 | 0 | 27.0213 | 65.3529 | 2.1173 | 97.3216 | 17.75 | 0 | 4.3442 | 33.961
1995-10-28 01:00 | 131.6935 | 181.3356 | 0 | 30.4573 | 65.4333 | 2.1164 | 105.1813 | 17.0486 | 0 | 4.3442 | 10.7748
1995-10-28 02:00 | 129.4048 | 178.5016 | 0 | 35.5619 | 67.8746 | 2.1148 | 97.1162 | 18.259 | 0 | 4.3442 | 8.8225
1995-10-28 03:00 | 128.2279 | 175.5324 | 0 | 28.1119 | 70.8993 | 2.095 | 87.1927 | 18.2433 | 0 | 4.3442 | 17.412
1995-10-28 04:00 | 125.8939 | 175.6257 | 0 | 23.4767 | 70.462 | 2.1196 | 80.513 | 18.3915 | 0 | 4.3442 | 22.4405
1995-10-28 05:00 | 128.6855 | 173.4916 | 0.25889 | 28.8218 | 68.4138 | 2.0927 | 80.1517 | 17.0178 | 0 | 4.3442 | 10.165
1995-10-28 06:00 | 125.1982 | 180.1715 | 12.405 | 26.0837 | 69.2527 | 2.0913 | 78.9641 | 18.6755 | 0 | 4.2509 | 13.4132
1995-10-28 07:00 | 130.6809 | 184.5353 | 76.9466 | 29.7209 | 71.7346 | 2.0927 | 70.6951 | 19.0299 | 0 | 5.2102 | 6.5816
1995-10-28 08:00 | 124.8589 | 182.9658 | 186.1264 | 17.6278 | 69.8578 | 2.0958 | 46.308 | 19.0835 | 0 | 0.92116 | 0
1995-10-28 09:00 | 118.9748 | 172.5038 | 281.7837 | 11.8763 | 68.7502 | 2.0902 | 42.4916 | 17.722 | 0 | 0.33372 | 0.027793
1995-10-28 10:00 | 102.043 | 168.7373 | 348.0303 | 12.3129 | 69.085 | 2.0939 | 40.8527 | 18.997 | 0 | 0.20151 | 0.46626
1995-10-28 11:00 | 113.2173 | 162.7982 | 371.3094 | 13.9666 | 47.1269 | 2.1025 | 41.0956 | 18.376 | 0 | 0.16631 | 0
1995-10-28 12:00 | 117.7432 | 153.3978 | 365.4373 | 13.7389 | 45.3873 | 2.1045 | 37.4164 | 17.9378 | 0 | 0.39751 | 0
1995-10-28 13:00 | 120.4987 | 145.6393 | 319.5764 | 15.8411 | 57.986 | 2.106 | 48.6987 | 17.6735 | 0 | 0.39876 | 0
1995-10-28 14:00 | 119.1704 | 138.2994 | 246.8662 | 17.1593 | 73.7369 | 2.1075 | 62.8162 | 19.0216 | 0 | 0.39876 | 0.055395
1995-10-28 15:00 | 133.1473 | 124.8093 | 122.2341 | 21.8068 | 77.8143 | 2.4434 | 90.1007 | 19.0965 | 0 | 5.6057 | 0.063244
1995-10-28 16:00 | 130.8067 | 119.6253 | 41.2556 | 35.4675 | 77.8434 | 2.4428 | 96.6015 | 17.9917 | 0 | 8.5554 | 9.0642
1995-10-28 17:00 | 127.3043 | 114.9401 | 5.174 | 35.9054 | 71.9074 | 2.4192 | 97.4277 | 17.8711 | 0 | 10.1554 | 8.2157
1995-10-28 18:00 | 125.1421 | 111.6398 | 0 | 30.6749 | 71.731 | 2.4173 | 99.3991 | 19.306 | 0 | 10.1554 | 9.7479
1995-10-28 19:00 | 124.1092 | 107.4662 | 0 | 32.1156 | 72.1602 | 2.4376 | 103.4488 | 19.298 | 0 | 10.1554 | 7.2213
1995-10-28 20:00 | 122.519 | 102.9233 | 0 | 40.4054 | 73.5988 | 2.4371 | 107.9068 | 19.2338 | 0 | 10.1554 | 3.1225
1995-10-28 21:00 | 119.5355 | 99.5956 | 0 | 30.8315 | 73.8251 | 2.4141 | 114.0818 | 19.1537 | 0 | 10.1554 | 1.5917
1995-10-28 22:00 | 122.057 | 93.4681 | 0 | 40.297 | 71.6503 | 2.4374 | 101.3022 | 19.0705 | 0 | 10.1554 | 0.71058
1995-10-28 23:00 | 113.2716 | 89.4653 | 0 | 35.6554 | 74.3439 | 2.4583 | 106.7817 | 18.9382 | 0 | 10.1538 | 0.18403
1995-10-29 | 106.0822 | 84.5836 | 0 | 67.7253 | 83.3836 | 2.9164 | 133.0341 | 18.8016 | 0 | 10.1719 | 2.1333
1995-10-29 01:00 | 101.5168 | 77.125 | 0 | 65.5554 | 83.3836 | 4.0873 | 136.1266 | 18.7306 | 0 | 10.16 | 0.71526
1995-10-29 02:00 | 98.005 | 68.5265 | 0 | 77.9851 | 83.3836 | 4.0964 | 139.2091 | 18.7447 | 0 | 10.4243 | 0.44112
1995-10-29 03:00 | 96.2713 | 59.9861 | 0 | 67.4226 | 83.3836 | 4.1464 | 141.8183 | 18.4348 | 0 | 10.4361 | 0.35781
1995-10-29 04:00 | 95.5318 | 51.3462 | 0 | 66.1726 | 83.3836 | 4.1491 | 150.8775 | 18.4723 | 0 | 11.3651 | 1.623
1995-10-29 05:00 | 94.8759 | 45.3909 | 0.24139 | 76.8821 | 83.3836 | 4.2001 | 149.4322 | 18.553 | 0 | 11.3636 | 6.0141
1995-10-29 06:00 | 93.4056 | 39.2633 | 11.7212 | 83.4791 | 83.3836 | 4.1933 | 152.5125 | 19.0502 | 0 | 14.8173 | 8.9153
1995-10-29 07:00 | 87.8848 | 34.1119 | 62.5388 | 69.1405 | 82.4513 | 4.4762 | 147.2288 | 19.191 | 0 | 12.9907 | 5.717
1995-10-29 08:00 | 77.7832 | 30.6863 | 154.6609 | 60.6652 | 82.4513 | 4.4326 | 137.5563 | 19.1426 | 0 | 14.0646 | 1.8978
1995-10-29 09:00 | 63.1301 | 28.4631 | 241.8175 | 43.1569 | 82.4513 | 4.3747 | 118.6658 | 19.1239 | 0 | 13.1583 | 0.10711
1995-10-29 10:00 | 54.2878 | 32.6897 | 289.3999 | 41.0418 | 82.4513 | 4.3439 | 118.7182 | 19.0947 | 0 | 13.2595 | 0
1995-10-29 11:00 | 52.0623 | 33.884 | 309.4769 | 41.2541 | 82.4513 | 4.347 | 120.4878 | 19.1134 | 0 | 18.9962 | 0.43829
1995-10-29 12:00 | 51.6935 | 34.6167 | 297.0929 | 55.0364 | 82.4513 | 4.3267 | 121.3889 | 19.0695 | 0 | 17.8829 | 1.4988
1995-10-29 13:00 | 52.5698 | 32.5837 | 255.9197 | 57.0449 | 82.4513 | 4.327 | 119.0191 | 19.0394 | 0 | 18.4926 | 4.2194
1995-10-29 14:00 | 52.4041 | 31.2614 | 195.746 | 69.0649 | 82.4513 | 4.4772 | 126.4244 | 18.9506 | 0 | 17.8449 | 1.3038
1995-10-29 15:00 | 53.2839 | 31.6712 | 117.1636 | 78.2995 | 82.4513 | 4.3152 | 127.9474 | 19.0149 | 0 | 20.5406 | 22.0039
1995-10-29 16:00 | 60.809 | 32.1441 | 41.6776 | 87.8692 | 82.4513 | 4.4799 | 151.6164 | 19.1194 | 0 | 20.5457 | 21.8425
1995-10-29 17:00 | 63.1674 | 32.9393 | 5.2312 | 93.6152 | 82.4513 | 4.5186 | 152.0398 | 19.1926 | 0 | 20.5358 | 22.4673
1995-10-29 18:00 | 65.0046 | 33.787 | 0 | 101.9939 | 82.4513 | 4.5292 | 164.0522 | 19.2764 | 0 | 25.5217 | 25.6628
1995-10-29 19:00 | 63.9952 | 34.3509 | 0 | 93.4207 | 82.4513 | 4.5178 | 162.4061 | 19.2844 | 0 | 20.5502 | 25.748
1995-10-29 20:00 | 61.2818 | 34.2291 | 0 | 93.6409 | 82.4513 | 4.5072 | 150.1301 | 19.2576 | 0 | 17.5899 | 11.3862
1995-10-29 21:00 | 58.3178 | 32.7834 | 0 | 88.0564 | 82.4513 | 4.3859 | 151.6304 | 19.1888 | 0 | 16.3118 | 8.6835
1995-10-29 22:00 | 62.2208 | 35.1453 | 0 | 81.8097 | 82.4513 | 4.3882 | 146.8344 | 19.1031 | 0 | 14.1073 | 8.2737
1995-10-29 23:00 | 59.0841 | 29.9089 | 0 | 88.5261 | 82.4513 | 4.3671 | 150.5794 | 18.9634 | 0 | 13.1831 | 9.6465
1995-10-30 | 55.9962 | 25.6332 | 0 | 70.1193 | 82.4513 | 4.3793 | 161.0851 | 18.9217 | 0 | 20.8239 | 0.56866
1995-10-30 01:00 | 54.1329 | 23.8149 | 0 | 82.528 | 82.4513 | 4.383 | 159.2959 | 18.8411 | 0 | 20.6517 | 1.4711
1995-10-30 02:00 | 51.9818 | 23.3153 | 0 | 70.0363 | 82.4513 | 4.386 | 159.9689 | 18.7938 | 0 | 20.522 | 2.6565
1995-10-30 03:00 | 50.6177 | 23.4931 | 0 | 62.7677 | 82.8973 | 4.3443 | 160.7009 | 18.7522 | 0 | 21.0692 | 0.77587
1995-10-30 04:00 | 49.3081 | 23.4028 | 0 | 72.4827 | 82.8973 | 4.343 | 162.1213 | 18.8553 | 0 | 21.8765 | 0.74924
1995-10-30 05:00 | 49.0061 | 23.2014 | 0.2684 | 77.5849 | 82.8973 | 4.314 | 160.879 | 18.8996 | 0 | 26.5554 | 2.6394
1995-10-30 06:00 | 48.8693 | 23.494 | 11.815 | 93.8815 | 83.8297 | 4.3097 | 161.7918 | 18.9816 | 0 | 25.2687 | 12.4599
1995-10-30 07:00 | 48.8635 | 24.3082 | 54.7702 | 64.5175 | 83.8297 | 4.2948 | 161.5135 | 19.0932 | 0 | 24.9489 | 6.85
1995-10-30 08:00 | 44.5469 | 26.1274 | 156.2188 | 60.2445 | 83.8297 | 4.2522 | 160.4676 | 19.1063 | 0 | 24.2554 | 2.599
1995-10-30 09:00 | 39.8947 | 26.6243 | 249.2359 | 53.1398 | 83.8297 | 4.2596 | 157.9022 | 19.0947 | 0 | 23.7876 | 0
1995-10-30 10:00 | 37.287 | 28.6902 | 309.297 | 65.4699 | 83.8297 | 4.2548 | 156.9102 | 19.0676 | 0 | 23.7021 | 0.17846
1995-10-30 11:00 | 41.0476 | 29.2999 | 334.7059 | 58.2884 | 83.8297 | 4.267 | 156.5405 | 19.0067 | 0 | 24.2178 | 0
1995-10-30 12:00 | 43.828 | 30.8808 | 327.665 | 64.6361 | 82.7371 | 4.26 | 157.0514 | 18.9209 | 0 | 25.5867 | 0
1995-10-30 13:00 | 46.1203 | 34.27 | 290.387 | 74.5025 | 82.7371 | 4.2462 | 157.1551 | 18.9252 | 0 | 24.598 | 1.2486
1995-10-30 14:00 | 48.8172 | 37.6291 | 226.1283 | 75.9661 | 82.7371 | 4.245 | 157.1727 | 18.9026 | 0 | 23.8736 | 21.6877
1995-10-30 15:00 | 54.3497 | 39.5835 | 141.3901 | 84.5031 | 82.7371 | 4.2845 | 158.3688 | 18.9637 | 0 | 22.9114 | 17.9694
1995-10-30 16:00 | 59.2406 | 41.4016 | 50.0509 | 85.3334 | 82.7371 | 4.2137 | 159.3187 | 19.0613 | 0 | 21.747 | 41.821
1995-10-30 17:00 | 65.198 | 43.495 | 3.9326 | 94.6423 | 82.7371 | 4.1825 | 159.4329 | 19.173 | 0 | 20.1356 | 28.3095
1995-10-30 18:00 | 72.5915 | 45.5611 | 0 | 94.8982 | 82.7371 | 4.1608 | 159.7337 | 19.1835 | 0 | 20.0727 | 47.6269
1995-10-30 19:00 | 77.2918 | 48.4395 | 0 | 104.7902 | 82.7371 | 4.1601 | 158.9194 | 19.1817 | 0 | 15.999 | 46.6396
1995-10-30 20:00 | 80.9273 | 54.5657 | 0 | 93.6692 | 82.7371 | 4.1656 | 159.8266 | 19.1243 | 0 | 15.9998 | 35.1698
1995-10-30 21:00 | 83.0243 | 67.7023 | 0 | 88.0976 | 81.8356 | 4.1501 | 160.2869 | 19.0832 | 0 | 15.902 | 23.0032
1995-10-30 22:00 | 84.0987 | 81.5589 | 0 | 91.0331 | 81.8356 | 4.1364 | 158.2275 | 19.0569 | 0 | 15.4966 | 30.1688
1995-10-30 23:00 | 85.5825 | 97.8013 | 0 | 89.3344 | 81.8356 | 4.0675 | 157.9799 | 18.9904 | 0 | 14.6772 | 11.2546
1995-10-31 | 87.9448 | 113.9973 | 0 | 61.8551 | 81.8356 | 4.198 | 149.9604 | 18.9073 | 0 | 12.37 | 0.43482
1995-10-31 01:00 | 90.4296 | 123.8475 | 0 | 58.4295 | 81.8356 | 3.0193 | 149.8223 | 18.7796 | 0 | 12.3603 | 0.38326
1995-10-31 02:00 | 95.4316 | 131.06 | 0 | 45.7204 | 81.8356 | 2.9775 | 147.3364 | 18.8085 | 0 | 12.3601 | 0.1004
1995-10-31 03:00 | 98.2022 | 140.6313 | 0 | 36.9381 | 81.8356 | 2.9762 | 140.2235 | 18.7648 | 0 | 13.3412 | 0.05089
1995-10-31 04:00 | 100.9182 | 151.4683 | 0 | 26.606 | 81.8356 | 2.8262 | 128.0377 | 18.8147 | 0 | 8.525 | 0.052573
1995-10-31 05:00 | 103.7586 | 152.3192 | 0.25803 | 21.1913 | 81.8356 | 3.0425 | 127.7434 | 18.8626 | 0 | 7.3661 | 0.054975
1995-10-31 06:00 | 106.571 | 152.5669 | 9.3834 | 26.5108 | 81.8356 | 3.0413 | 128.3978 | 19.0107 | 0 | 8.8557 | 0.055988
1995-10-31 07:00 | 107.3049 | 155.4373 | 57.2443 | 37.1808 | 81.8356 | 2.9434 | 133.45 | 19.0169 | 0 | 15.6668 | 0.3118
1995-10-31 08:00 | 105.3505 | 165.0301 | 155.175 | 28.6813 | 81.8356 | 2.9494 | 103.7831 | 18.9451 | 0 | 3.8701 | 0
1995-10-31 09:00 | 99.322 | 171.6514 | 246.5793 | 25.1827 | 81.8356 | 2.6377 | 88.9919 | 18.9254 | 0 | 2.7649 | 0
1995-10-31 10:00 | 81.7486 | 169.2447 | 320.9001 | 26.9064 | 81.8356 | 2.6159 | 82.1466 | 18.9502 | 0 | 2.7703 | 0.39196
1995-10-31 11:00 | 86.2224 | 170.0944 | 360.5818 | 25.5921 | 81.8356 | 2.6412 | 69.1693 | 18.9638 | 0 | 2.7506 | 2.5275
1995-10-31 12:00 | 84.147 | 167.695 | 376.3383 | 23.1225 | 80.6648 | 2.6221 | 71.4438 | 18.9786 | 0 | 2.7633 | 1.8896
1995-10-31 13:00 | 92.7906 | 170.9974 | 339.6451 | 25.9687 | 81.8356 | 2.6394 | 68.2715 | 18.949 | 0 | 3.667 | 1.9349
1995-10-31 14:00 | 108.4024 | 179.3755 | 259.4042 | 24.9783 | 80.7376 | 2.7607 | 82.0006 | 18.9349 | 0 | 3.7008 | 1.0472
1995-10-31 15:00 | 135.3877 | 186.5128 | 146.9499 | 28.2868 | 80.7376 | 2.74 | 97.6879 | 18.9961 | 0 | 5.7511 | 5.5477
1995-10-31 16:00 | 155.5684 | 193.8409 | 44.9801 | 36.213 | 80.7376 | 2.8347 | 105.2731 | 19.0796 | 0 | 15.4884 | 9.7621
1995-10-31 17:00 | 170.3338 | 200.3332 | 2.6385 | 31.0058 | 80.7376 | 2.8727 | 114.9595 | 19.2015 | 0 | 15.4804 | 9.5587
1995-10-31 18:00 | 179.5115 | 202.0725 | 0 | 30.6835 | 80.4299 | 2.8935 | 110.4532 | 19.2281 | 0 | 15.4852 | 12.0913
1995-10-31 19:00 | 183.4919 | 198.1061 | 0 | 23.2571 | 76.6193 | 2.7533 | 118.616 | 19.2069 | 0 | 10.5206 | 6.6569
1995-10-31 20:00 | 186.0652 | 182.1436 | 0 | 28.7205 | 74.6315 | 2.743 | 123.923 | 19.1413 | 0 | 11.2215 | 11.033
1995-10-31 21:00 | 186.6082 | 169.0303 | 0 | 32.4307 | 74.0336 | 2.7643 | 121.4546 | 19.0922 | 0 | 11.2222 | 21.045
1995-10-31 22:00 | 190.3472 | 159.9916 | 0 | 29.5163 | 73.9619 | 2.7871 | 115.7063 | 19.0141 | 0 | 11.0653 | 21.571
1995-10-31 23:00 | 189.2469 | 154.1266 | 0 | 23.408 | 73.5562 | 2.8009 | 112.9989 | 18.9315 | 0 | 11.3307 | 17.2437
1995-11-01 | 189.9035 | 144.9462 | 0 | 37.8602 | 78.9997 | 2.703 | 121.5376 | 18.9914 | 0 | 9.6377 | 25.138
1995-11-01 01:00 | 190.5276 | 144.6314 | 0 | 27.4433 | 80.7376 | 2.7028 | 120.8716 | 18.9497 | 0 | 9.6177 | 11.2472
1995-11-01 02:00 | 188.8654 | 150.0096 | 0 | 33.4119 | 80.7376 | 2.6856 | 118.3427 | 18.9518 | 0 | 9.6174 | 5.7048
1995-11-01 03:00 | 187.2177 | 166.3815 | 0 | 24.7931 | 80.7376 | 2.6846 | 112.6184 | 18.8825 | 0 | 8.9342 | 2.564
1995-11-01 04:00 | 185.1158 | 186.0736 | 0 | 20.6381 | 77.3457 | 2.7165 | 102.6919 | 18.9109 | 0 | 3.759 | 0.055846
1995-11-01 05:00 | 185.8255 | 194.409 | 0.21788 | 18.6614 | 70.8376 | 2.715 | 105.1645 | 18.9279 | 0 | 3.5723 | 0.25445
1995-11-01 06:00 | 183.342 | 195.5831 | 5.5597 | 18.3879 | 70.8376 | 2.714 | 101.4207 | 18.9693 | 0 | 4.2401 | 0
1995-11-01 07:00 | 183.0474 | 194.8877 | 49.2193 | 30.5509 | 70.8376 | 2.7578 | 82.4655 | 18.9232 | 0 | 5.3121 | 19.3625
1995-11-01 08:00 | 179.9642 | 188.836 | 147.7365 | 21.8831 | 70.8376 | 2.775 | 60.7103 | 18.9912 | 0 | 5.176 | 5.8702
1995-11-01 09:00 | 173.5714 | 189.4676 | 235.3093 | 18.4254 | 73.9447 | 2.9543 | 47.0455 | 18.9886 | 0 | 3.9674 | 0
1995-11-01 10:00 | 154.1373 | 182.7865 | 301.8484 | 18.2593 | 71.7429 | 2.9336 | 48.1661 | 19.0082 | 0 | 4.0237 | 0
1995-11-01 11:00 | 157.204 | 189.9835 | 334.3128 | 18.3924 | 71.7282 | 2.9352 | 41.7413 | 18.9787 | 0 | 4.0005 | 0
1995-11-01 12:00 | 161.9949 | 196.3102 | 326.9261 | 19.1478 | 71.6765 | 2.9577 | 39.9657 | 18.9877 | 0 | 4.0155 | 0
1995-11-01 13:00 | 174.511 | 210.294 | 285.8981 | 16.6165 | 72.6674 | 2.958 | 39.6527 | 18.967 | 0 | 3.2292 | 0
1995-11-01 14:00 | 171.3518 | 217.5898 | 226.0424 | 20.8746 | 72.4027 | 2.9587 | 39.7263 | 18.9825 | 0 | 4.1099 | 0.011895
1995-11-01 15:00 | 179.7152 | 220.8006 | 128.755 | 28.7573 | 75.4133 | 2.9799 | 69.3982 | 19.0614 | 0 | 4.6376 | 2.501
1995-11-01 16:00 | 179.0892 | 226.0114 | 41.4981 | 33.019 | 75.0651 | 2.9797 | 110.7118 | 19.1316 | 0 | 5.5425 | 12.5652
1995-11-01 17:00 | 176.9401 | 224.5302 | 2.1513 | 33.8859 | 71.2507 | 2.98 | 106.2942 | 19.2132 | 0 | 5.533 | 4.2564
1995-11-01 18:00 | 174.1189 | 221.4945 | 0 | 28.9621 | 74.1277 | 2.9802 | 112.6802 | 19.2113 | 0 | 4.6386 | 9.3319
1995-11-01 19:00 | 172.1836 | 215.2876 | 0 | 25.1879 | 75.3909 | 3.1704 | 120.8925 | 19.2252 | 0 | 4.6468 | 15.4574
1995-11-01 20:00 | 171.1246 | 207.4984 | 0 | 27.8721 | 76.6634 | 3.0091 | 125.3691 | 19.1315 | 0 | 4.6478 | 14.6135
1995-11-01 21:00 | 166.3341 | 194.4513 | 0 | 28.6626 | 76.4383 | 2.9645 | 126.6878 | 19.0703 | 0 | 4.6486 | 14.5792
1995-11-01 22:00 | 168.52 | 158.3535 | 0 | 30.4245 | 80.7376 | 2.9652 | 126.0665 | 19.0247 | 0 | 4.6377 | 20.1854
1995-11-01 23:00 | 165.6569 | 148.3744 | 0 | 23.7353 | 80.1355 | 2.9653 | 126.2378 | 18.9649 | 0 | 4.665 | 15.5809
1995-11-02 | 165.263 | 135.181 | 0 | 67.3532 | 80.7376 | 2.7365 | 91.3867 | 18.8627 | 0 | 2.4771 | 40.0255
1995-11-02 01:00 | 162.2741 | 127.0057 | 0 | 65.1706 | 80.7376 | 2.7364 | 89.9146 | 18.7746 | 0 | 2.7002 | 31.4969
1995-11-02 02:00 | 160.4363 | 122.8166 | 0 | 60.6432 | 80.2412 | 2.7678 | 88.9427 | 18.7656 | 0 | 2.8746 | 22.0789
1995-11-02 03:00 | 164.6039 | 117.3892 | 0 | 49.6093 | 79.7902 | 2.7417 | 86.5063 | 18.837 | 0 | 2.6703 | 29.5072
1995-11-02 04:00 | 161.5033 | 122.5478 | 0 | 45.4373 | 78.5006 | 2.7239 | 81.8803 | 18.775 | 0 | 2.4171 | 13.2815
1995-11-02 05:00 | 162.6018 | 125.7306 | 0.17768 | 43.4534 | 77.9448 | 2.7311 | 81.7686 | 18.8765 | 0 | 2.1505 | 3.1983
1995-11-02 06:00 | 158.8638 | 135.3107 | 5.4661 | 47.7801 | 80.193 | 2.7097 | 81.3886 | 19.0503 | 0 | 2.156 | 1.7932
1995-11-02 07:00 | 155.132 | 145.5535 | 43.7919 | 47.2402 | 80.7376 | 2.7092 | 86.2838 | 19.2405 | 0 | 2.1709 | 27.6979
1995-11-02 08:00 | 147.1657 | 148.6546 | 147.356 | 43.0119 | 80.7376 | 2.7136 | 69.9547 | 19.2758 | 0 | 2.1215 | 8.4451
1995-11-02 09:00 | 139.5471 | 153.826 | 243.7485 | 33.1348 | 80.7376 | 2.5795 | 52.1723 | 19.2568 | 0 | 1.4724 | 0
1995-11-02 10:00 | 126.4318 | 144.7553 | 317.071 | 33.8907 | 80.7376 | 2.3937 | 46.2762 | 19.2805 | 0 | 0.52833 | 0.017856
1995-11-02 11:00 | 131.0484 | 164.3457 | 355.2202 | 27.2459 | 80.7376 | 2.3948 | 39.7178 | 19.2923 | 0 | 1.3262 | 0.12648
1995-11-02 12:00 | 146.1962 | 175.4933 | 347.4324 | 24.0619 | 80.7376 | 2.0465 | 38.3166 | 19.2825 | 0 | 1.7145 | 0.56573
1995-11-02 13:00 | 171.3225 | 186.1315 | 298.5439 | 26.4693 | 80.7376 | 2.0466 | 31.1698 | 19.2377 | 0 | 1.7193 | 2.6582
1995-11-02 14:00 | 190.6057 | 195.676 | 225.8258 | 29.0254 | 80.7376 | 2.0341 | 32.5652 | 19.298 | 0 | 1.6985 | 2.9449
1995-11-02 15:00 | 213.4341 | 202.4031 | 120.2714 | 36.5695 | 80.7376 | 2.3662 | 53.3315 | 19.3633 | 0 | 2.3612 | 10.7806
1995-11-02 16:00 | 215.7376 | 202.9746 | 38.8175 | 43.2568 | 80.7376 | 2.4213 | 57.9521 | 19.4289 | 0 | 3.4666 | 27.9942
1995-11-02 17:00 | 220.4937 | 201.3754 | 2.1318 | 36.6523 | 80.7376 | 2.5006 | 53.4526 | 19.4763 | 0 | 2.8759 | 26.09
1995-11-02 18:00 | 225.8978 | 203.3362 | 0 | 32.8199 | 80.7376 | 2.5004 | 57.5078 | 19.4802 | 0 | 2.4831 | 26.7025
1995-11-02 19:00 | 231.4175 | 203.103 | 0 | 28.9511 | 79.6396 | 2.4841 | 53.6858 | 19.5001 | 0 | 1.9712 | 23.6047
1995-11-02 20:00 | 236.0248 | 204.606 | 0 | 28.5901 | 79.6396 | 2.4978 | 54.8517 | 19.4542 | 0 | 2.2621 | 23.9203
1995-11-02 21:00 | 241.5162 | 203.4221 | 0 | 27.4134 | 79.6396 | 2.5172 | 51.1968 | 19.3777 | 0 | 1.9232 | 26.891
1995-11-02 22:00 | 249.2483 | 206.7751 | 0 | 26.1863 | 79.6396 | 1.9279 | 53.7918 | 19.289 | 0 | 1.9114 | 8.9891
1995-11-02 23:00 | 253.7709 | 205.4085 | 0 | 20.3219 | 78.9913 | 1.9086 | 51.1521 | 19.2172 | 0 | 1.9151 | 5.3604
1995-11-03 | 253.7747 | 205.6918 | 0 | 40.1393 | 69.2259 | 1.9086 | 37.6464 | 18.8048 | 0 | 1.8955 | 20.3248
1995-11-03 01:00 | 257.5522 | 214.3153 | 0 | 36.0518 | 69.2259 | 1.9085 | 34.9954 | 18.9729 | 0 | 1.8955 | 13.692
1995-11-03 02:00 | 258.4642 | 213.6756 | 0 | 32.4262 | 69.2259 | 1.8963 | 34.4037 | 18.6903 | 0 | 1.8955 | 5.6309
1995-11-03 03:00 | 265.0924 | 216.3858 | 0 | 30.7379 | 66.8491 | 1.8957 | 34.0749 | 18.9406 | 0 | 1.8955 | 1.229
1995-11-03 04:00 | 268.2782 | 214.4198 | 0 | 23.7659 | 65.0388 | 1.8945 | 31.9429 | 18.7197 | 0 | 1.8955 | 0.45931
1995-11-03 05:00 | 268.958 | 205.1716 | 0.2003 | 20.3932 | 65.267 | 0.48241 | 29.6765 | 18.5852 | 0 | 1.862 | 0
1995-11-03 06:00 | 272.3196 | 201.6267 | 4.5123 | 17.965 | 62.1847 | 0.48241 | 28.2237 | 18.7282 | 0 | 1.862 | 0
1995-11-03 07:00 | 277.9642 | 212.6328 | 51.293 | 24.6849 | 64.0599 | 0.48241 | 30.0858 | 11.9346 | 0 | 1.8337 | 0.21104
1995-11-03 08:00 | 275.0387 | 202.2894 | 156.9228 | 19.4602 | 64.4529 | 0.15016 | 15.7869 | 13.361 | 0 | 0.011692 | 0
1995-11-03 09:00 | 260.7621 | 197.9065 | 249.3118 | 15.368 | 46.7245 | 0.15016 | 15.4601 | 13.5361 | 0 | 0.011692 | 0.18118
1995-11-03 10:00 | 246.4547 | 203.5582 | 297.1049 | 14.4874 | 50.086 | 0.15016 | 14.2508 | 17.0572 | 0 | 0.011692 | 0.21666
1995-11-03 11:00 | 252.8758 | 207.0504 | 325.0603 | 20.7486 | 43.6961 | 0.15016 | 14.01 | 18.9886 | 0 | 0.011692 | 0.10039
1995-11-03 12:00 | 262.0541 | 203.6099 | 311.015 | 14.4468 | 33.3667 | 0.15016 | 13.8186 | 11.8602 | 0 | 0.011692 | 0.0066236
1995-11-03 13:00 | 252.6204 | 217.1068 | 303.94 | 15.8914 | 35.55 | 0.15016 | 14.2623 | 13.2189 | 0 | 0.011692 | 0.040073
1995-11-03 14:00 | 274.0518 | 226.2847 | 237.669 | 19.7636 | 46.3006 | 1.5831 | 14.829 | 17.6585 | 0 | 0.011692 | 0.94363
1995-11-03 15:00 | 293.6355 | 229.6852 | 144.387 | 27.256 | 59.3259 | 1.5832 | 17.0539 | 17.9755 | 0 | 0.20151 | 2.969
1995-11-03 16:00 | 299.5768 | 230.5641 | 46.7822 | 35.4881 | 59.3259 | 1.893 | 37.3908 | 18.507 | 0 | 1.8987 | 13.0573
1995-11-03 17:00 | 292.0003 | 233.2763 | 2.7582 | 38.6281 | 59.3259 | 1.8932 | 35.7025 | 18.0214 | 0 | 1.8987 | 13.1884
1995-11-03 18:00 | 291.0231 | 234.9856 | 0 | 34.0568 | 59.3259 | 1.8709 | 36.3538 | 18.0992 | 0 | 1.8987 | 12.6778
1995-11-03 19:00 | 281.3067 | 235.8444 | 0 | 24.2158 | 59.3259 | 0.43811 | 34.6996 | 19.3335 | 0 | 1.8987 | 28.0999
1995-11-03 20:00 | 275.9496 | 244.184 | 0 | 24.5863 | 59.3259 | 2.038 | 35.0693 | 18.92 | 0 | 1.8987 | 30.0447
1995-11-03 21:00 | 277.0454 | 231.692 | 0 | 27.1733 | 59.3259 | 2.0384 | 34.9734 | 17.7402 | 0 | 1.8987 | 14.752
1995-11-03 22:00 | 258.9406 | 238.6799 | 0 | 30.2692 | 59.3259 | 2.039 | 34.7416 | 17.4379 | 0 | 1.8987 | 8.6138
1995-11-03 23:00 | 259.5882 | 222.7621 | 0 | 33.1274 | 59.3259 | 1.7122 | 34.6371 | 17.6067 | 0 | 1.8639 | 11.582
1995-11-04 | 255.4872 | 232.3558 | 0 | 40.7188 | 59.3259 | 2.0195 | 11.8447 | 18.5587 | 0 | 0.65767 | 33.3058
1995-11-04 01:00 | 252.9012 | 231.0351 | 0 | 36.7088 | 59.3259 | 2.0192 | 11.2674 | 18.5573 | 0 | 0.65767 | 23.1884
1995-11-04 02:00 | 251.8803 | 234.5723 | 0 | 28.3747 | 59.3259 | 2.0189 | 12.8418 | 18.9612 | 0 | 0.65767 | 24.1345
1995-11-04 03:00 | 249.1344 | 230.0374 | 0 | 28.1248 | 59.3259 | 2.04 | 10.5537 | 18.8837 | 0 | 0.65767 | 20.9044
1995-11-04 04:00 | 255.846 | 232.3077 | 0 | 26.4327 | 59.3259 | 2.0389 | 8.9043 | 17.2262 | 0 | 0.65767 | 10.9824
1995-11-04 05:00 | 240.4494 | 235.6961 | 0.18038 | 24.761 | 59.3259 | 1.7271 | 9.2186 | 17.8928 | 0 | 0.65767 | 4.9303
1995-11-04 06:00 | 254.0063 | 235.6267 | 6.6935 | 24.7957 | 59.3259 | 1.7241 | 8.7087 | 17.1357 | 0 | 0.65767 | 2.5683
1995-11-04 07:00 | 245.105 | 239.2569 | 65.7328 | 22.325 | 59.3259 | 1.7232 | 9.2912 | 19.2223 | 0 | 0.5784 | 10.7304
1995-11-04 08:00 | 225.0362 | 236.3261 | 199.7784 | 16.7852 | 57.2495 | 1.7236 | 8.9395 | 18.8757 | 0 | 0 | 0.1141
1995-11-04 09:00 | 223.1705 | 224.9111 | 313.5729 | 18.149 | 23.4247 | 1.7247 | 8.8048 | 18.7791 | 0 | 0 | 1.9874
1995-11-04 10:00 | 232.1904 | 192.4338 | 377.148 | 22.0727 | 18.057 | 1.7277 | 7.6723 | 18.944 | 0 | 0 | 6.7459
1995-11-04 11:00 | 246.3059 | 175.5793 | 394.5647 | 17.6851 | 11.0139 | 1.6839 | 7.9323 | 17.433 | 0 | 0 | 0.20427
1995-11-04 12:00 | 231.7847 | 161.7406 | 400.9742 | 17.7237 | 11.0139 | 1.8043 | 18.967 | 16.9438 | 0 | 0 | 0.11689
1995-11-04 13:00 | 231.3685 | 148.5339 | 360.3816 | 17.815 | 11.0139 | 1.7876 | 20.6987 | 16.9695 | 0 | 0 | 1.1547
1995-11-04 14:00 | 237.0978 | 139.5996 | 283.9715 | 27.3574 | 24.0203 | 2.0982 | 22.0311 | 17.9758 | 0 | 0 | 0.51414
1995-11-04 15:00 | 244.4114 | 140.5957 | 169.0301 | 34.3662 | 61.511 | 2.0981 | 28.7054 | 19.4209 | 0 | 0.0784 | 2.7047
1995-11-04 16:00 | 244.2957 | 144.7677 | 48.6489 | 45.0833 | 61.511 | 2.0738 | 31.8283 | 19.4224 | 0 | 0.6648 | 5.1554
1995-11-04 17:00 | 245.9248 | 141.8109 | 2.6756 | 48.8526 | 61.511 | 2.0739 | 30.7419 | 18.0214 | 0 | 0.6648 | 8.5507
1995-11-04 18:00 | 248.3613 | 139.3646 | 0 | 41.4817 | 61.511 | 2.1096 | 32.4512 | 18.1073 | 0 | 0.8608 | 4.7281
1995-11-04 19:00 | 249.3381 | 135.3231 | 0 | 46.6442 | 61.511 | 2.1268 | 32.2113 | 19.4677 | 0 | 0.8608 | 12.4235
1995-11-04 20:00 | 250.3156 | 130.0379 | 0 | 49.6272 | 61.511 | 2.1276 | 32.1198 | 19.3446 | 0 | 0.8608 | 8.3678
1995-11-04 21:00 | 241.8962 | 125.0788 | 0 | 51.5824 | 61.511 | 2.1058 | 37.9939 | 19.3689 | 0 | 0.8608 | 7.3384
1995-11-04 22:00 | 233.7191 | 125.7478 | 0 | 47.6197 | 61.511 | 2.1064 | 32.0277 | 19.1628 | 0 | 0.8608 | 16.7272
1995-11-04 23:00 | 225.1449 | 120.4502 | 0 | 49.8459 | 61.511 | 2.1066 | 31.8603 | 18.9963 | 0 | 0.8752 | 14.4526
1995-11-05 | 218.2643 | 122.0731 | 0 | 68.2804 | 72.509 | 1.8173 | 25.557 | 18.863 | 0 | 0.15212 | 11.8199
1995-11-05 01:00 | 211.8131 | 124.9819 | 0 | 64.0879 | 66.9094 | 1.8343 | 25.3664 | 18.7676 | 0 | 0.15212 | 24.1374
1995-11-05 02:00 | 206.9972 | 121.7229 | 0 | 60.7906 | 71.3915 | 1.8343 | 25.43 | 18.6576 | 0 | 0.15212 | 10.6065
1995-11-05 03:00 | 205.392 | 124.1139 | 0 | 57.2219 | 63.2242 | 1.8337 | 26.025 | 17.372 | 0 | 0.15212 | 3.06
1995-11-05 04:00 | 205.466 | 119.8395 | 0 | 58.4883 | 69.0471 | 1.8327 | 27.5965 | 17.3999 | 0 | 0.15212 | 3.907
1995-11-05 05:00 | 205.6586 | 123.2545 | 0.21349 | 63.3814 | 67.1505 | 1.8232 | 28.966 | 17.5722 | 0 | 0.15212 | 10.7306
1995-11-05 06:00 | 205.6673 | 122.5289 | 3.7215 | 76.5324 | 72.509 | 1.829 | 27.3478 | 19.1785 | 0 | 0.65212 | 23.5052
1995-11-05 07:00 | 200.9455 | 118.9126 | 62.9607 | 65.9062 | 68.5236 | 1.8293 | 27.1408 | 19.4988 | 0 | 0.65212 | 32.4159
1995-11-05 08:00 | 188.6504 | 114.9432 | 218.8925 | 58.0062 | 73.172 | 1.8288 | 27.4519 | 19.598 | 0 | 0.15212 | 10.1657
1995-11-05 09:00 | 177.2021 | 113.6194 | 328.187 | 54.914 | 74.4894 | 1.8294 | 29.3765 | 19.6054 | 0 | 0.15212 | 8.7747
1995-11-05 10:00 | 149.7707 | 100.2745 | 417.5341 | 47.6988 | 73.2246 | 1.6789 | 29.7787 | 19.5061 | 0 | 0.15212 | 6.3653
1995-11-05 11:00 | 146.1902 | 109.1557 | 438.1543 | 51.0987 | 74.1679 | 1.7254 | 29.7529 | 19.58 | 0 | 0.15387 | 5.6029
1995-11-05 12:00 | 146.3971 | 101.6216 | 436.8796 | 47.4308 | 74.5511 | 1.7023 | 29.6708 | 19.4608 | 0 | 0.16958 | 7.9286
1995-11-05 13:00 | 150.4468 | 112.3971 | 384.9591 | 49.3977 | 73.3488 | 1.7268 | 29.7266 | 19.4766 | 0 | 0.15212 | 10.236
1995-11-05 14:00 | 165.1967 | 117.0313 | 295.3375 | 53.3467 | 72.509 | 1.7269 | 29.6908 | 19.4912 | 0 | 0.15212 | 11.0865
1995-11-05 15:00 | 191.505 | 129.1259 | 177.3726 | 63.6958 | 72.509 | 1.6991 | 29.6814 | 19.5485 | 0 | 0.15212 | 9.3155
1995-11-05 16:00 | 203.2547 | 146.119 | 44.6879 | 68.5497 | 72.509 | 1.6986 | 30.5613 | 19.7269 | 0 | 0.24261 | 36.9737
1995-11-05 17:00 | 216.2596 | 161.912 | 0.99823 | 84.7561 | 72.509 | 1.7073 | 30.6085 | 18.2456 | 0 | 0.74261 | 33.9171
1995-11-05 18:00 | 227.6346 | 171.31 | 0 | 71.2221 | 72.509 | 1.7068 | 30.6357 | 19.7645 | 0 | 0.74261 | 48.4954
1995-11-05 19:00 | 229.7012 | 168.7794 | 0 | 73.0112 | 72.509 | 1.7052 | 30.6183 | 18.269 | 0 | 0.74261 | 32.7843
1995-11-05 20:00 | 230.5974 | 179.6347 | 0 | 73.0773 | 72.509 | 1.7047 | 32.0328 | 18.1761 | 0 | 0.74261 | 23.9565
1995-11-05 21:00 | 226.6648 | 190.7475 | 0 | 67.1951 | 72.509 | 1.7044 | 30.5015 | 19.6184 | 0 | 0.74261 | 28.5911
1995-11-05 22:00 | 220.7268 | 208.6928 | 0 | 57.4987 | 72.509 | 1.7049 | 30.3763 | 19.3925 | 0 | 0.74261 | 9.6991
1995-11-05 23:00 | 225.7218 | 206.0318 | 0 | 50.7969 | 71.1868 | 1.705 | 26.6108 | 17.5337 | 0 | 0.67381 | 4.2837
1995-11-06 | 228.8001 | 212.9399 | 0 | 52.3146 | 72.509 | 2.0533 | 109.2121 | 17.8254 | 0 | 2.063 | 5.6983
1995-11-06 01:00 | 230.67 | 213.0117 | 0 | 51.7204 | 72.509 | 2.0309 | 109.0195 | 17.6969 | 0 | 2.063 | 1.6701
1995-11-06 02:00 | 234.0985 | 209.9596 | 0 | 47.3639 | 72.509 | 2.0087 | 106.6913 | 17.6706 | 0 | 2.063 | 2.0191
1995-11-06 03:00 | 233.9169 | 216.0448 | 0 | 49.3258 | 70.1019 | 1.9839 | 108.1295 | 19.0782 | 0 | 2.063 | 1.3354
1995-11-06 04:00 | 236.0061 | 212.6956 | 0 | 50.8138 | 68.2773 | 1.9355 | 107.6504 | 18.4288 | 0 | 2.0627 | 1.5728
1995-11-06 05:00 | 234.3501 | 216.2118 | 0.1942 | 48.3107 | 66.2525 | 1.9338 | 107.8823 | 19.1612 | 0 | 2.0627 | 6.8028
1995-11-06 06:00 | 238.8512 | 210.8863 | 7.9292 | 53.8649 | 71.2398 | 1.9149 | 108.5586 | 18.0228 | 0 | 2.0627 | 8.8218
1995-11-06 07:00 | 240.5555 | 204.6065 | 68.4306 | 54.922 | 72.509 | 1.9344 | 105.3442 | 19.3861 | 0 | 2.0659 | 1.2831
1995-11-06 08:00 | 238.2858 | 206.1285 | 202.124 | 48.8624 | 72.509 | 1.9354 | 105.1534 | 18.0207 | 0 | 2.0659 | 1.7965
1995-11-06 09:00 | 230.8343 | 214.0298 | 315.34 | 42.7743 | 72.509 | 1.93 | 90.4313 | 19.454 | 0 | 2.0659 | 0.66218
1995-11-06 10:00 | 209.6213 | 215.1816 | 390.3488 | 49.159 | 72.509 | 1.9307 | 78.2442 | 19.4067 | 0 | 2.0659 | 0
1995-11-06 11:00 | 204.5652 | 210.5392 | 415.8686 | 47.7273 | 72.509 | 1.9319 | 103.4388 | 19.3565 | 0 | 2.0659 | 0.14842
1995-11-06 12:00 | 208.6045 | 207.5788 | 407.9473 | 52.3461 | 73.6015 | 1.9311 | 101.6135 | 19.3671 | 0 | 2.0659 | 0.074402
1995-11-06 13:00 | 218.2204 | 205.2803 | 360.1738 | 51.2786 | 73.6015 | 1.948 | 99.6032 | 19.409 | 0 | 2.0659 | 4.7915
1995-11-06 14:00 | 218.9544 | 199.6492 | 281.9903 | 45.4195 | 73.6015 | 1.9482 | 82.2926 | 19.3961 | 0 | 2.0659 | 2.2001
1995-11-06 15:00 | 224.031 | 195.3021 | 165.15 | 52.6223 | 73.6015 | 1.9806 | 104.3507 | 19.431 | 0 | 2.0662 | 6.7633
1995-11-06 16:00 | 238.7555 | 194.4728 | 43.6021 | 66.0167 | 73.6015 | 2.0013 | 107.4237 | 19.5282 | 0 | 2.0662 | 5.6087
1995-11-06 17:00 | 245.7871 | 199.5418 | 0.98643 | 77.2802 | 73.6015 | 1.9991 | 112.8649 | 19.6187 | 0 | 2.0662 | 13.5759
1995-11-06 18:00 | 245.2291 | 199.0763 | 0 | 76.2511 | 73.6015 | 1.9986 | 111.5601 | 19.6743 | 0 | 2.0662 | 23.3172
1995-11-06 19:00 | 248.1033 | 196.74 | 0 | 65.2941 | 67.9333 | 1.9979 | 111.5406 | 19.6868 | 0 | 2.0662 | 17.0277
1995-11-06 20:00 | 246.9473 | 185.8482 | 0 | 61.4567 | 73.6015 | 2.0013 | 109.7065 | 18.2514 | 0 | 2.0662 | 13.1373
1995-11-06 21:00 | 243.2304 | 170.3026 | 0 | 65.2284 | 74.503 | 2.3572 | 109.0827 | 18.2239 | 0 | 2.0662 | 5.4955
1995-11-06 22:00 | 240.182 | 158.6607 | 0 | 68.4459 | 74.503 | 2.3745 | 108.9242 | 18.1244 | 0 | 2.0662 | 0.29585
1995-11-06 23:00 | 233.3559 | 144.5852 | 0 | 53.983 | 73.9097 | 2.3631 | 106.4316 | 18.1051 | 0 | 2.063 | 3.9061
1995-11-07 | 226.0719 | 137.5139 | 0 | 49.7732 | 76.881 | 2.3645 | 114.818 | 19.4119 | 0 | 6.4202 | 5.9345
1995-11-07 01:00 | 223.7728 | 123.3134 | 0 | 48.914 | 74.277 | 2.3696 | 113.5374 | 17.959 | 0 | 7.9285 | 2.0866
1995-11-07 02:00 | 218.6827 | 112.3534 | 0 | 48.8894 | 73.7685 | 2.3916 | 114.5478 | 19.3467 | 0 | 7.9285 | 3.6753
1995-11-07 03:00 | 214.7717 | 103.1473 | 0 | 44.8698 | 70.9695 | 2.3827 | 113.9096 | 19.2654 | 0 | 7.9285 | 0.21793
1995-11-07 04:00 | 211.095 | 92.7912 | 0 | 43.0143 | 70.4079 | 2.3637 | 111.3136 | 19.2667 | 0 | 7.9282 | 0
1995-11-07 05:00 | 204.2956 | 90.4322 | 0.099653 | 43.5056 | 66.981 | 2.3626 | 107.6785 | 19.3408 | 0 | 13.4082 | 0.0047772
1995-11-07 06:00 | 197.0944 | 89.7609 | 7.9082 | 46.666 | 67.1026 | 2.3798 | 111.1513 | 19.3034 | 0 | 13.6728 | 3.6541
1995-11-07 07:00 | 189.0501 | 88.0786 | 62.6419 | 59.4593 | 75.254 | 2.3791 | 110.767 | 19.281 | 0 | 14.9599 | 1.898
1995-11-07 08:00 | 172.2088 | 84.8524 | 183.1679 | 40.939 | 76.881 | 2.3795 | 101.2904 | 19.355 | 0 | 14.5688 | 0
1995-11-07 09:00 | 152.2709 | 78.8524 | 287.0234 | 37.1312 | 76.3275 | 2.3803 | 74.2816 | 19.308 | 0 | 8.8543 | 0
1995-11-07 10:00 | 132.1461 | 69.9004 | 344.8776 | 38.7802 | 74.4104 | 2.3816 | 69.4388 | 19.2515 | 0 | 8.9254 | 0.021178
1995-11-07 11:00 | 122.1166 | 63.5096 | 368.7466 | 41.4423 | 79.4419 | 2.3827 | 67.5997 | 19.2201 | 0 | 8.9254 | 0.10963
1995-11-07 12:00 | 111.345 | 58.8574 | 361.1555 | 42.2942 | 82.475 | 2.3842 | 66.7384 | 19.212 | 0 | 8.5863 | 0.12467
1995-11-07 13:00 | 107.3195 | 60.5897 | 323.5483 | 40.7391 | 82.475 | 2.4053 | 68.2483 | 19.1968 | 0 | 8.9254 | 0.20361
1995-11-07 14:00 | 122.2022 | 59.3748 | 234.5715 | 42.6078 | 83.573 | 2.3843 | 76.9712 | 19.2327 | 0 | 8.9254 | 13.672
1995-11-07 15:00 | 123.623 | 59.517 | 119.378 | 60.2155 | 83.573 | 2.4099 | 124.0941 | 19.3477 | 0 | 17.4834 | 8.8186
1995-11-07 16:00 | 124.8848 | 62.5565 | 29.3501 | 68.6685 | 83.573 | 2.3885 | 130.0219 | 19.4159 | 0 | 19.6338 | 41.1605
1995-11-07 17:00 | 124.8586 | 62.7856 | 0.49808 | 56.5911 | 83.573 | 2.4055 | 129.0742 | 19.4917 | 0 | 19.6338 | 22.9005
1995-11-07 18:00 | 122.77 | 62.9085 | 0 | 65.3025 | 83.573 | 2.4053 | 132.9347 | 19.5925 | 0 | 19.6479 | 28.2264
1995-11-07 19:00 | 118.1405 | 59.6982 | 0 | 69.6099 | 83.573 | 2.4059 | 134.0953 | 19.5403 | 0 | 14.677 | 16.3113
1995-11-07 20:00 | 113.9555 | 57.0227 | 0 | 72.2206 | 83.573 | 2.3799 | 135.1593 | 19.4714 | 0 | 14.6781 | 16.0578
1995-11-07 21:00 | 109.9698 | 54.5546 | 0 | 82.4706 | 83.573 | 2.5006 | 138.3803 | 19.4178 | 0 | 13.279 | 10.2233
1995-11-07 22:00 | 106.542 | 51.303 | 0 | 60.8312 | 83.573 | 3.8652 | 140.6206 | 19.3773 | 0 | 13.2669 | 31.843
1995-11-07 23:00 | 107.2675 | 51.334 | 0 | 61.671 | 83.573 | 3.9833 | 139.4034 | 19.2823 | 0 | 12.8587 | 17.1347
1995-11-08 | 109.349 | 50.0818 | 0 | 66.5963 | 83.573 | 4.7074 | 172.3614 | 19.2337 | 0 | 13.5015 | 20.4836
1995-11-08 01:00 | 111.5278 | 53.0622 | 0 | 76.8024 | 83.573 | 4.5668 | 169.3793 | 19.1759 | 0 | 13.4865 | 3.5579
1995-11-08 02:00 | 113.4435 | 58.5707 | 0 | 71.3409 | 83.573 | 4.5498 | 159.657 | 19.1504 | 0 | 12.417 | 5.3084
1995-11-08 03:00 | 114.3598 | 65.5633 | 0 | 46.408 | 83.573 | 4.4352 | 164.3638 | 19.1906 | 0 | 11.3768 | 0.85494
1995-11-08 04:00 | 116.9857 | 70.3951 | 0 | 52.562 | 83.573 | 4.4367 | 146.4749 | 19.2228 | 0 | 11.3297 | 0
1995-11-08 05:00 | 119.8848 | 72.4686 | 0.19041 | 42.8667 | 83.573 | 4.4139 | 156.1372 | 19.2987 | 0 | 16.8079 | 0.61522
1995-11-08 06:00 | 120.3229 | 73.1724 | 7.4591 | 65.873 | 83.573 | 4.4113 | 143.8645 | 19.4883 | 0 | 16.8146 | 0.26017
1995-11-08 07:00 | 119.3662 | 74.6292 | 62.8268 | 56.0762 | 83.573 | 4.4174 | 150.7968 | 19.6391 | 0 | 17.7319 | 1.877
1995-11-08 08:00 | 105.9128 | 72.1291 | 191.1373 | 41.3175 | 83.573 | 4.3689 | 145.0041 | 19.6651 | 0 | 17.7188 | 1.0267
1995-11-08 09:00 | 103.406 | 71.1986 | 288.836 | 37.5306 | 83.3954 | 4.3688 | 137.8871 | 19.7774 | 0 | 12.2159 | 0
1995-11-08 10:00 | 98.8324 | 79.5941 | 338.5033 | 24.2162 | 82.8172 | 4.3511 | 140.8243 | 19.7068 | 0 | 12.2391 | 0
1995-11-08 11:00 | 88.922 | 73.9639 | 362.0394 | 24.8228 | 82.6484 | 4.3374 | 144.879 | 19.7231 | 0 | 12.2086 | 0
1995-11-08 12:00 | 89.8317 | 69.4737 | 347.5211 | 28.2278 | 83.573 | 4.3322 | 138.7305 | 19.764 | 0 | 12.2282 | 0.19605
1995-11-08 13:00 | 94.5614 | 71.1231 | 308.0249 | 33.2785 | 83.573 | 4.3362 | 139.9639 | 19.7278 | 0 | 12.234 | 0.62797
1995-11-08 14:00 | 103.8394 | 70.4503 | 237.1949 | 38.5559 | 83.573 | 4.3719 | 160.4621 | 19.785 | 0 | 12.2091 | 1.6055
1995-11-08 15:00 | 108.8925 | 76.2059 | 132.8534 | 54.1017 | 83.573 | 4.3894 | 173.6334 | 19.8195 | 0 | 18.9468 | 1.3786
1995-11-08 16:00 | 116.2041 | 77.732 | 38.8104 | 56.4024 | 83.4599 | 4.4757 | 175.0403 | 19.8544 | 0 | 19.9786 | 12.4906
1995-11-08 17:00 | 121.2021 | 75.723 | 1.3049 | 67.4201 | 82.3364 | 4.4906 | 175.4991 | 19.9028 | 0 | 20.0162 | 12.0789
1995-11-08 18:00 | 123.9418 | 76.8336 | 0 | 58.2632 | 81.9574 | 4.5004 | 167.3186 | 19.8874 | 0 | 20.0236 | 20.9544
1995-11-08 19:00 | 125.1833 | 78.1449 | 0 | 58.084 | 80.9766 | 4.489 | 164.4345 | 19.8626 | 0 | 15.0543 | 16.8156
1995-11-08 20:00 | 124.0377 | 79.4554 | 0 | 61.1269 | 80.6901 | 4.4901 | 175.0777 | 19.8008 | 0 | 15.0556 | 24.0304
1995-11-08 21:00 | 123.5475 | 83.4078 | 0 | 68.9006 | 80.0848 | 4.4774 | 169.1175 | 19.7704 | 0 | 13.6567 | 15.3983
1995-11-08 22:00 | 116.8142 | 78.8451 | 0 | 64.4802 | 78.6977 | 4.3808 | 164.1374 | 19.6643 | 0 | 13.6424 | 17.7163
1995-11-08 23:00 | 117.7358 | 77.4648 | 0 | 58.5653 | 79.2154 | 4.3808 | 162.2709 | 19.5671 | 0 | 13.6039 | 11.8981
1995-11-09 | 118.5053 | 73.5186 | 0 | 72.3996 | 80.0301 | 4.94 | 165.616 | 19.5143 | 0 | 13.6011 | 13.0162
1995-11-09 01:00 | 119.7444 | 69.1362 | 0 | 52.0994 | 79.8721 | 4.9395 | 175.2636 | 19.459 | 0 | 13.5621 | 23.2734
1995-11-09 02:00 | 119.9732 | 64.7291 | 0 | 75.5875 | 81.136 | 4.9187 | 174.8713 | 19.4447 | 0 | 13.5462 | 4.7283
1995-11-09 03:00 | 118.3026 | 62.9064 | 0 | 64.7624 | 81.9171 | 4.9169 | 175.6067 | 19.3943 | 0 | 13.5595 | 1.9602
1995-11-09 04:00 | 114.771 | 61.6856 | 0 | 46.505 | 82.7217 | 4.7818 | 172.2421 | 19.3979 | 0 | 13.5509 | 7.5667
1995-11-09 05:00 | 111.9205 | 58.8597 | 0.17047 | 46.4772 | 83.4907 | 4.7803 | 174.1693 | 19.4157 | 0 | 19.0293 | 2.0903
1995-11-09 06:00 | 108.7704 | 56.9186 | 7.9255 | 59.2682 | 83.526 | 4.7794 | 179.3601 | 19.5725 | 0 | 19.0352 | 16.7639
1995-11-09 07:00 | 105.2795 | 55.2457 | 58.4145 | 65.3089 | 83.573 | 4.8398 | 177.2508 | 19.7668 | 0 | 19.8459 | 1.2942
1995-11-09 08:00 | 99.4299 | 55.3414 | 163.8948 | 50.1262 | 83.573 | 5.0723 | 169.8537 | 19.8722 | 0 | 18.0529 | 0.48339
1995-11-09 09:00 | 91.8861 | 58.4917 | 259.1888 | 30.8864 | 83.573 | 4.378 | 163.7171 | 19.8308 | 0 | 18.0458 | 0
1995-11-09 10:00 | 78.5718 | 58.9656 | 318.4619 | 33.5579 | 83.573 | 4.8193 | 165.6512 | 19.8211 | 0 | 18.0532 | 0
1995-11-09 11:00 | 74.2134 | 58.5582 | 340.731 | 31.5912 | 83.573 | 4.645 | 164.6169 | 19.8123 | 0 | 18.0259 | 0
1995-11-09 12:00 | 73.3009 | 58.4731 | 327.2841 | 36.8102 | 83.573 | 4.8475 | 163.655 | 19.8162 | 0 | 18.1574 | 0.23586
1995-11-09 13:00 | 77.4638 | 58.1145 | 279.921 | 40.3279 | 83.573 | 4.8669 | 168.2948 | 19.8283 | 0 | 19.2401 | 0.076536
1995-11-09 14:00 | 81.2632 | 59.7573 | 196.6782 | 43.0938 | 83.573 | 5.37 | 172.6664 | 19.8801 | 0 | 19.5761 | 2.0688
1995-11-09 15:00 | 82.6052 | 63.5123 | 93.3974 | 67.7601 | 83.573 | 5.3918 | 184.5038 | 19.9381 | 0 | 21.8019 | 9.1423
1995-11-09 16:00 | 87.3437 | 70.2713 | 20.3718 | 98.9327 | 83.573 | 5.4128 | 186.5861 | 19.9975 | 0 | 21.8076 | 25.5686
1995-11-09 17:00 | 94.4066 | 71.8832 | 0.72741 | 71.8052 | 83.573 | 5.3949 | 185.8271 | 20.0704 | 0 | 21.5282 | 39.8576
1995-11-09 18:00 | 101.2005 | 71.4053 | 0 | 78.6062 | 83.573 | 5.4055 | 186.3947 | 20.0098 | 0 | 22.152 | 26.3005
1995-11-09 19:00 | 105.9651 | 67.3014 | 0 | 91.5728 | 84.671 | 5.7523 | 186.6905 | 20.0103 | 0 | 16.5093 | 29.4576
1995-11-09 20:00 | 109.6308 | 62.3843 | 0 | 71.4366 | 84.671 | 5.7566 | 185.2778 | 19.9996 | 0 | 16.7254 | 34.6696
1995-11-09 21:00 | 113.8938 | 59.0543 | 0 | 69.1447 | 84.671 | 5.7723 | 185.0052 | 19.9526 | 0 | 15.4927 | 18.8678
1995-11-09 22:00 | 114.8795 | 58.7632 | 0 | 79.6594 | 84.671 | 5.8728 | 186.0731 | 19.8245 | 0 | 15.5863 | 17.8055
1995-11-09 23:00 | 120.0422 | 57.2331 | 0 | 64.2908 | 84.671 | 5.8848 | 186.3092 | 19.6848 | 0 | 15.7209 | 6.5962
1995-11-10 | 124.6286 | 57.4894 | 0 | 78.1403 | 84.671 | 4.5867 | 137.924 | 19.5596 | 0 | 13.1613 | 1.632
1995-11-10 01:00 | 126.8913 | 56.1943 | 0 | 70.0886 | 84.671 | 4.568 | 137.0948 | 19.4709 | 0 | 14.035 | 1.9576
1995-11-10 02:00 | 129.632 | 54.8058 | 0 | 64.8123 | 84.671 | 4.5505 | 136.1796 | 19.4126 | 0 | 14.5948 | 0
1995-11-10 03:00 | 132.7063 | 51.4779 | 0 | 65.4146 | 84.671 | 4.7358 | 136.4397 | 19.467 | 0 | 14.6072 | 0.94044
1995-11-10 04:00 | 134.7843 | 44.6811 | 0 | 54.8424 | 84.671 | 4.6474 | 135.2701 | 19.4307 | 0 | 14.636 | 0.69004
1995-11-10 05:00 | 140.1241 | 37.7145 | 0.13729 | 45.3627 | 84.671 | 4.7265 | 134.3149 | 19.5231 | 0 | 19.7417 | 0.013771
1995-11-10 06:00 | 146.8375 | 35.8288 | 8.7973 | 35.9544 | 84.671 | 4.8367 | 129.6749 | 19.6608 | 0 | 19.8383 | 0.0059216
1995-11-10 07:00 | 152.9729 | 39.8523 | 42.794 | 40.2971 | 84.671 | 4.7903 | 126.2399 | 19.8791 | 0 | 21.8702 | 0
1995-11-10 08:00 | 151.6001 | 48.9072 | 118.3319 | 37.3453 | 84.671 | 4.715 | 121.9218 | 19.9479 | 0 | 14.5972 | 0
1995-11-10 09:00 | 147.2849 | 55.7039 | 194.7872 | 30.417 | 84.671 | 4.6679 | 94.7071 | 19.8888 | 0 | 13.5977 | 0.1231
1995-11-10 10:00 | 124.9722 | 59.6544 | 251.1803 | 29.2882 | 84.671 | 4.6288 | 94.4239 | 19.888 | 0 | 13.0048 | 0.6384
1995-11-10 11:00 | 123.1627 | 59.4565 | 274.6498 | 32.3818 | 84.671 | 4.6076 | 88.1683 | 19.8661 | 0 | 14.0816 | 0.37091
1995-11-10 12:00 | 132.218 | 57.6863 | 257.6246 | 31.4192 | 84.671 | 4.5775 | 85.523 | 19.8079 | 0 | 14.0398 | 0.8424
1995-11-10 13:00 | 139.63 | 60.4694 | 216.5908 | 36.1493 | 84.671 | 4.5779 | 86.9067 | 19.9226 | 0 | 14.4813 | 0.99453
1995-11-10 14:00 | 150.7023 | 69.0223 | 146.9818 | 38.4269 | 84.671 | 4.587 | 99.0836 | 19.9083 | 0 | 14.904 | 0.81912
1995-11-10 15:00 | 176.7555 | 81.0047 | 65.5684 | 59.6229 | 84.671 | 4.6002 | 110.9089 | 19.9864 | 0 | 22.4483 | 4.048
1995-11-10 16:00 | 201.08 | 92.4097 | 17.9579 | 60.2804 | 84.671 | 4.6153 | 122.2064 | 20.0046 | 0 | 22.9231 | 6.4515
1995-11-10 17:00 | 210.6549 | 98.5534 | 0 | 44.6347 | 85.86 | 3.286 | 125.6709 | 20.0319 | 0 | 22.661 | 4.1232
1995-11-10 18:00 | 219.4711 | 103.7611 | 0 | 40.7648 | 85.86 | 3.2444 | 126.9442 | 20.0151 | 0 | 22.3545 | 3.7802
1995-11-10 19:00 | 224.0776 | 107.2051 | 0 | 37.8322 | 85.86 | 3.2449 | 122.8531 | 20.0338 | 0 | 16.0326 | 3.262
1995-11-10 20:00 | 225.1645 | 106.1541 | 0 | 42.4605 | 85.86 | 3.2461 | 120.2489 | 19.9893 | 0 | 16.4697 | 3.5997
1995-11-10 21:00 | 223.7463 | 106.6383 | 0 | 40.4978 | 85.86 | 3.2273 | 123.3469 | 19.9603 | 0 | 15.0366 | 2.4694
1995-11-10 22:00 | 215.7401 | 111.6212 | 0 | 39.2838 | 85.86 | 3.9341 | 124.8521 | 19.727 | 0 | 13.9064 | 0.49323
1995-11-10 23:00 | 218.6297 | 118.8279 | 0 | 34.6916 | 85.86 | 4.2368 | 116.2948 | 19.7702 | 0 | 12.468 | 0
1995-11-11 | 220.0394 | 119.6217 | 0 | 41.2618 | 85.86 | 1.7982 | 34.0958 | 19.5471 | 0 | 0.31392 | 0
1995-11-11 01:00 | 220.7963 | 123.3052 | 0 | 38.8246 | 75.2849 | 1.7586 | 31.4701 | 19.494 | 0 | 0.31392 | 0
1995-11-11 02:00 | 219.3556 | 130.6395 | 0 | 41.677 | 60.2943 | 1.7584 | 30.1295 | 19.5225 | 0 | 0.31392 | 0
1995-11-11 03:00 | 218.9101 | 138.0014 | 0 | 35.9107 | 56.4758 | 1.7577 | 29.3228 | 19.5317 | 0 | 0.31392 | 0
1995-11-11 04:00 | 217.4435 | 148.9337 | 0 | 30.3758 | 42.6311 | 1.7566 | 27.3263 | 19.5343 | 0 | 0.24368 | 0
1995-11-11 05:00 | 215.1217 | 162.6171 | 0.22464 | 32.4721 | 34.254 | 1.755 | 24.8022 | 19.6501 | 0 | 0.24368 | 0
1995-11-11 06:00 | 212.1905 | 165.3559 | 6.8877 | 34.4647 | 41.5615 | 1.7603 | 24.3666 | 19.7756 | 0 | 0.19368 | 0
1995-11-11 07:00 | 214.7686 | 170.6739 | 33.015 | 26.8246 | 55.54 | 1.7601 | 26.3867 | 20.0726 | 0 | 0.27834 | 0
1995-11-11 08:00 | 212.8861 | 180.0183 | 98.6328 | 33.9073 | 36.2039 | 1.7245 | 18.998 | 20.1777 | 0 | 0.19368 | 0
1995-11-11 09:00 | 209.3146 | 194.6976 | 170.0244 | 32.1194 | 34.254 | 1.7252 | 18.4247 | 20.2016 | 0 | 0.19368 | 0
1995-11-11 10:00 | 199.1319 | 206.325 | 230.4386 | 25.634 | 32.1586 | 1.7265 | 18.4199 | 20.1823 | 0 | 0.19368 | 0.23586
1995-11-11 11:00 | 188.4435 | 202.0995 | 268.9101 | 28.8999 | 33.723 | 1.7279 | 18.3658 | 20.1129 | 0 | 0.19368 | 0.14623
1995-11-11 12:00 | 189.4136 | 209.3811 | 263.6972 | 23.9376 | 32.6503 | 1.7293 | 17.9009 | 20.0988 | 0 | 0.19368 | 0
1995-11-11 13:00 | 174.8231 | 214.0677 | 244.1839 | 23.9522 | 33.9062 | 1.7128 | 18.4165 | 20.1116 | 0 | 0.19368 | 0
1995-11-11 14:00 | 192.0853 | 219.3188 | 172.619 | 32.3756 | 35.6163 | 1.7124 | 27.6796 | 20.209 | 0 | 0.24488 | 0
1995-11-11 15:00 | 223.2782 | 233.0756 | 71.1239 | 34.1278 | 59.9718 | 1.7124 | 39.9112 | 20.0685 | 0 | 0.32834 | 7.7141
1995-11-11 16:00 | 241.8767 | 239.0774 | 14.3722 | 36.2104 | 83.5771 | 1.7052 | 41.9873 | 20.1093 | 0 | 0.32834 | 7.2013
1995-11-11 17:00 | 251.6212 | 245.4515 | 0.70211 | 43.7073 | 37.0284 | 1.7052 | 30.6789 | 20.2638 | 0 | 0.32834 | 1.8727
1995-11-11 18:00 | 253.3204 | 249.7648 | 0 | 28.5738 | 48.2853 | 1.7049 | 30.6326 | 20.2143 | 0 | 0.32834 | 1.7301
1995-11-11 19:00 | 251.3632 | 251.7441 | 0 | 31.0813 | 27.2125 | 1.7032 | 31.3635 | 20.1847 | 0 | 0.32834 | 0.81727
1995-11-11 20:00 | 248.6849 | 251.3255 | 0 | 33.2769 | 39.1947 | 1.7038 | 33.0289 | 20.2148 | 0 | 0.32834 | 0.68577
1995-11-11 21:00 | 246.1991 | 250.4967 | 0 | 32.1433 | 42.8036 | 1.7513 | 31.071 | 20.0812 | 0 | 0.32834 | 0.12557
1995-11-11 22:00 | 241.6907 | 248.8905 | 0 | 30.4826 | 40.0135 | 1.7517 | 30.5465 | 19.98 | 0 | 0.32834 | 0
1995-11-11 23:00 | 241.1036 | 248.0626 | 0 | 28.363 | 45.6629 | 1.7515 | 28.0549 | 19.8361 | 0 | 0.34546 | 0
1995-11-12 | 238.8106 | 246.8 | 0 | 43.119 | 83.662 | 2.4384 | 106.7288 | 19.6806 | 0 | 6.0264 | 0.35856
1995-11-12 01:00 | 239.8227 | 244.9703 | 0 | 27.329 | 83.662 | 2.9511 | 103.2706 | 19.6036 | 0 | 6.7658 | 1.9367
1995-11-12 02:00 | 238.4258 | 247.2798 | 0 | 33.2584 | 83.662 | 2.9298 | 101.4517 | 19.5967 | 0 | 7.5148 | 0.050332
1995-11-12 03:00 | 236.431 | 247.2744 | 0 | 29.9149 | 83.662 | 3.161 | 102.7944 | 19.7784 | 0 | 6.8494 | 0.054887
1995-11-12 04:00 | 235.8327 | 243.1496 | 0 | 30.3584 | 83.662 | 3.1595 | 100.7505 | 19.8183 | 0 | 6.6107 | 0.15543
1995-11-12 05:00 | 234.7969 | 241.5482 | 0.20619 | 31.2785 | 83.662 | 3.1624 | 100.1463 | 19.8773 | 0 | 6.6093 | 1.3091
1995-11-12 06:00 | 234.4983 | 236.73 | 6.4386 | 36.5051 | 83.662 | 3.1638 | 102.5396 | 20.0975 | 0 | 8.3728 | 2.0845
1995-11-12 07:00 | 231.6321 | 233.5555 | 30.0734 | 48.4723 | 83.662 | 3.0655 | 107.7952 | 20.3347 | 0 | 8.4219 | 1.1912
1995-11-12 08:00 | 226.6765 | 234.5626 | 112.0674 | 33.1795 | 83.662 | 3.0869 | 103.248 | 20.3623 | 0 | 8.4225 | 0.38064
1995-11-12 09:00 | 214.8446 | 230.7377 | 196.0271 | 29.5185 | 83.662 | 3.0872 | 102.5013 | 20.3095 | 0 | 8.4161 | 0.74315
1995-11-12 10:00 | 202.0733 | 217.954 | 256.6086 | 30.5156 | 83.662 | 3.0879 | 101.9831 | 20.2498 | 0 | 8.0373 | 0
1995-11-12 11:00 | 192.4404 | 216.225 | 290.8521 | 31.9934 | 83.662 | 2.8247 | 109.7673 | 20.2917 | 0 | 6.0492 | 0
1995-11-12 12:00 | 184.6936 | 210.0814 | 294.4691 | 31.0315 | 83.6077 | 2.8341 | 109.5057 | 20.2782 | 0 | 6.0642 | 0
1995-11-12 13:00 | 202.3897 | 202.9988 | 237.5155 | 32.3508 | 78.996 | 3.591 | 112.9127 | 20.3429 | 0 | 6.0686 | 0
1995-11-12 14:00 | 214.554 | 202.7511 | 160.9539 | 37.7584 | 78.068 | 3.5518 | 113.3978 | 20.3651 | 0 | 6.0497 | 0
1995-11-12 15:00 | 235.9679 | 202.6912 | 75.4045 | 36.2049 | 78.068 | 2.6812 | 115.6152 | 20.4148 | 0 | 6.0594 | 4.6358
1995-11-12 16:00 | 245.0767 | 205.3533 | 23.7543 | 37.9958 | 78.068 | 2.5352 | 115.1289 | 20.4457 | 0 | 6.0643 | 6.2977
1995-11-12 17:00 | 247.9144 | 209.4659 | 0.38747 | 38.8898 | 78.068 | 2.5568 | 119.4592 | 20.5331 | 0 | 6.0548 | 4.0256
1995-11-12 18:00 | 243.8895 | 208.409 | 0 | 34.0305 | 78.068 | 3.9546 | 128.9766 | 20.5338 | 0 | 6.0604 | 5.5082
1995-11-12 19:00 | 238.4658 | 204.1261 | 0 | 39.2226 | 78.068 | 4.0511 | 131.6306 | 20.3451 | 0 | 6.0686 | 2.8435
1995-11-12 20:00 | 233.4339 | 202.1523 | 0 | 39.014 | 78.068 | 4.0575 | 130.1262 | 18.9835 | 0 | 7.4696 | 3.9542
1995-11-12 21:00 | 224.816 | 202.2261 | 0 | 40.7389 | 78.068 | 4.0628 | 122.8454 | 20.3862 | 0 | 6.0704 | 9.3032
1995-11-12 22:00 | 212.5837 | 206.5298 | 0 | 42.4197 | 78.068 | 3.2959 | 129.5498 | 20.2827 | 0 | 6.0595 | 2.984
1995-11-12 23:00 | 210.6972 | 203.9792 | 0 | 34.1094 | 78.068 | 2.5853 | 124.9887 | 20.1209 | 0 | 6.0303 | 0.34912
1995-11-13 | 209.933 | 197.64 | 0 | 34.2389 | 78.068 | 3.9567 | 149.4523 | 19.9561 | 0 | 11.4696 | 4.6755
1995-11-13 01:00 | 203.4195 | 191.8542 | 0 | 34.2315 | 78.068 | 3.9883 | 149.4328 | 19.8792 | 0 | 11.4579 | 0
1995-11-13 02:00 | 193.9797 | 182.7109 | 0 | 35.8442 | 78.068 | 4.01 | 149.3444 | 19.7703 | 0 | 11.4577 | 0.47089
1995-11-13 03:00 | 183.9373 | 166.4909 | 0 | 30.3923 | 78.068 | 4.0088 | 155.8739 | 19.7549 | 0 | 12.1689 | 0
1995-11-13 04:00 | 175.8241 | 147.1638 | 0 | 34.991 | 78.068 | 4.0075 | 156.5281 | 19.7706 | 0 | 12.1617 | 4.4543
1995-11-13 05:00 | 168.3836 | 134.0293 | 0.15402 | 43.044 | 78.068 | 3.4448 | 158.9656 | 19.8308 | 0 | 17.6403 | 5.9344
1995-11-13 06:00 | 163.2702 | 124.8988 | 4.36 | 44.8066 | 78.068 | 4.0056 | 164.7725 | 19.8754 | 0 | 17.6453 | 8.9604
1995-11-13 07:00 | 156.898 | 119.5435 | 23.2028 | 61.2928 | 78.068 | 3.9942 | 163.2002 | 20.0861 | 0 | 18.5945 | 13.0487
1995-11-13 08:00 | 146.2457 | 113.8948 | 107.7745 | 44.7292 | 78.068 | 3.9643 | 150.4583 | 20.0198 | 0 | 18.595 | 12.0955
1995-11-13 09:00 | 128.9028 | 106.8725 | 199.8248 | 37.1329 | 78.068 | 3.9197 | 141.6767 | 20.1239 | 0 | 18.5889 | 0.022181
1995-11-13 10:00 | 110.8764 | 103.3094 | 269.4198 | 33.1788 | 78.068 | 3.8735 | 142.5125 | 19.9911 | 0 | 18.5952 | 0
1995-11-13 11:00 | 105.2578 | 92.8084 | 297.1463 | 34.5279 | 78.068 | 3.7969 | 142.5482 | 19.9533 | 0 | 18.5721 | 0
1995-11-13 12:00 | 102.4781 | 85.4112 | 286.3357 | 33.5347 | 78.068 | 3.8043 | 141.9519 | 19.8985 | 0 | 18.587 | 0
1995-11-13 13:00 | 101.7154 | 82.5379 | 237.6473 | 38.2301 | 78.068 | 3.8145 | 158.0906 | 19.8549 | 0 | 18.5914 | 0
1995-11-13 14:00 | 111.3176 | 80.2607 | 156.6005 | 52.6147 | 78.068 | 3.8422 | 163.7353 | 19.8889 | 0 | 18.5723 | 1.4873
1995-11-13 15:00 | 111.7526 | 80.0948 | 76.316 | 58.438 | 78.068 | 3.9056 | 162.7785 | 19.9213 | 0 | 18.582 | 27.769
1995-11-13 16:00 | 108.7558 | 79.1803 | 22.029 | 65.2357 | 78.068 | 3.9425 | 163.5902 | 20.0118 | 0 | 18.5868 | 49.6741
1995-11-13 17:00 | 110.7634 | 74.1204 | 0.40631 | 77.2532 | 78.068 | 3.9725 | 162.6908 | 20.0771 | 0 | 18.5774 | 48.3901
1995-11-13 18:00 | 114.4436 | 71.1742 | 0 | 68.7278 | 78.068 | 3.9925 | 163.2602 | 20.0639 | 0 | 18.583 | 57.203
1995-11-13 19:00 | 113.2453 | 71.9607 | 0 | 90.1187 | 79.5793 | 4.025 | 163.049 | 20.0575 | 0 | 13.6111 | 40.9026
1995-11-13 20:00 | 114.1766 | 69.4059 | 0 | 70.7854 | 82.7297 | 4.01 | 163.3297 | 20.0616 | 0 | 13.6121 | 50.6213
1995-11-13 21:00 | 110.5042 | 69.5419 | 0 | 74.8506 | 82.7297 | 4.0113 | 160.9059 | 20.0282 | 0 | 12.2129 | 42.2636
1995-11-13 22:00 | 111.1118 | 72.2488 | 0 | 84.2461 | 82.7297 | 3.94 | 159.4128 | 19.9681 | 0 | 12.2021 | 24.5838
1995-11-13 23:00 | 108.3868 | 75.1841 | 0 | 66.9705 | 82.7297 | 3.9388 | 158.6346 | 19.8164 | 0 | 12.173 | 22.8446
1995-11-14 | 106.7642 | 78.5412 | 0 | 58.6723 | 82.7297 | 2.4638 | 113.8676 | 19.7082 | 0 | 8.3042 | 10.406
1995-11-14 01:00 | 106.9593 | 78.4684 | 0 | 54.7419 | 82.7297 | 2.4636 | 110.4173 | 19.6718 | 0 | 7.9438 | 3.8879
1995-11-14 02:00 | 103.9855 | 78.9155 | 0 | 53.719 | 82.7297 | 2.4174 | 107.5388 | 19.5979 | 0 | 7.2435 | 1.7006
1995-11-14 03:00 | 107.1845 | 79.5453 | 0 | 48.9512 | 82.7297 | 2.4157 | 112.4507 | 19.58 | 0 | 7.2548 | 1.1999
1995-11-14 04:00 | 109.8046 | 83.3858 | 0 | 46.8155 | 82.7297 | 2.3858 | 107.0807 | 19.6248 | 0 | 7.1976 | 0.75387
1995-11-14 05:00 | 113.4403 | 86.4945 | 0.19513 | 52.8358 | 82.7297 | 2.3834 | 97.7672 | 19.63 | 0 | 7.1962 | 0.2412
1995-11-14 06:00 | 117.8554 | 92.9903 | 2.5926 | 47.9216 | 82.7297 | 2.3817 | 104.8512 | 19.6788 | 0 | 7.2012 | 0.93676
1995-11-14 07:00 | 125.5035 | 93.3621 | 20.8094 | 70.9212 | 82.7297 | 2.3806 | 117.4806 | 19.6676 | 0 | 7.2152 | 6.1554
1995-11-14 08:00 | 133.6222 | 92.7391 | 95.8521 | 48.5963 | 82.7297 | 2.3819 | 103.8668 | 19.7043 | 0 | 7.2157 | 0.15941
1995-11-14 09:00 | 137.6361 | 96.505 | 168.9608 | 34.9706 | 81.9509 | 2.3658 | 93.4933 | 19.7714 | 0 | 5.5813 | 0.1242
1995-11-14 10:00 | 133.1563 | 110.5772 | 224.7913 | 32.1977 | 78.068 | 2.3576 | 88.9405 | 19.8037 | 0 | 5.6159 | 0
1995-11-14 11:00 | 138.7866 | 118.625 | 257.0511 | 35.6474 | 78.068 | 2.38 | 79.4031 | 19.7915 | 0 | 5.5644 | 0
1995-11-14 12:00 | 144.6916 | 126.0311 | 248.2509 | 38.8574 | 75.7411 | 2.3814 | 75.0673 | 19.801 | 0 | 5.6077 | 0
1995-11-14 13:00 | 155.9239 | 126.9565 | 214.3006 | 34.6037 | 76.6937 | 2.3591 | 82.7825 | 19.7388 | 0 | 5.6121 | 0
1995-11-14 14:00 | 174.6101 | 135.034 | 143.7522 | 35.8111 | 78.068 | 2.3377 | 99.4196 | 19.6766 | 0 | 5.593 | 0.15266
1995-11-14 15:00 | 178.0388 | 160.2673 | 70.7552 | 42.6197 | 78.068 | 2.3697 | 101.5025 | 19.7512 | 0 | 5.6027 | 1.2005
1995-11-14 16:00 | 186.8051 | 175.0757 | 17.2159 | 52.1374 | 78.068 | 2.3912 | 111.5017 | 19.7665 | 0 | 6.1075 | 17.8507
1995-11-14 17:00 | 194.6729 | 183.4927 | 0 | 50.6335 | 76.1046 | 2.3912 | 91.9058 | 19.8763 | 0 | 6.0911 | 25.3298
1995-11-14 18:00 | 206.7696 | 195.0234 | 0 | 46.8836 | 76.6981 | 2.3907 | 80.3693 | 19.9178 | 0 | 3.714 | 24.5956
1995-11-14 19:00 | 217.9393 | 202.0776 | 0 | 38.2973 | 76.3342 | 2.4022 | 76.6911 | 19.9331 | 0 | 1.1039 | 18.3851
1995-11-14 20:00 | 226.2483 | 208.1261 | 0 | 37.6621 | 74.501 | 2.4239 | 76.9705 | 19.945 | 0 | 1.1039 | 7.6512
1995-11-14 21:00 | 231.2861 | 205.2417 | 0 | 38.0533 | 74.501 | 2.3852 | 68.0607 | 19.6533 | 0 | 1.1039 | 3.8956
1995-11-14 22:00 | 239.5564 | 195.0393 | 0 | 36.1572 | 75.2419 | 2.408 | 57.495 | 19.6165 | 0 | 1.1039 | 1.6814
1995-11-14 23:00 | 241.3394 | 198.3974 | 0 | 28.7938 | 74.501 | 2.1201 | 40.7056 | 19.5035 | 0 | 1.1007 | 0.11435
1995-11-15 | 248.4488 | 198.1939 | 0 | 40.686 | 74.501 | 1.7858 | 29.4915 | 19.4412 | 0 | 0.29546 | 1.1877
1995-11-15 01:00 | 251.8624 | 198.2623 | 0 | 35.5208 | 74.501 | 1.7854 | 28.1888 | 19.4654 | 0 | 0.29546 | 0.55003
1995-11-15 02:00 | 254.4182 | 202.1681 | 0 | 36.2838 | 74.501 | 1.7849 | 26.8237 | 19.3834 | 0 | 0.29546 | 0
1995-11-15 03:00 | 254.9861 | 205.6345 | 0 | 33.9878 | 74.501 | 1.7834 | 26.0294 | 19.441 | 0 | 0.29546 | 0.14029
1995-11-15 04:00 | 255.6774 | 209.741 | 0 | 31.4377 | 73.1536 | 1.7813 | 22.8583 | 19.4521 | 0 | 0.29546 | 0.19605
1995-11-15 05:00 | 257.4268 | 210.916 | 0.19409 | 32.4911 | 74.5059 | 1.779 | 18.7443 | 19.5473 | 0 | 0.29546 | 0.025493
1995-11-15 06:00 | 258.3551 | 203.9804 | 2.3979 | 35.3117 | 77.6885 | 1.7775 | 22.258 | 19.7119 | 0 | 0.29546 | 0.039113
1995-11-15 07:00 | 259.0287 | 201.8636 | 25.4075 | 49.3758 | 78.068 | 1.7766 | 27.7139 | 19.9013 | 0 | 0.29866 | 2.4615
1995-11-15 08:00 | 256.0412 | 199.3753 | 90.5943 | 35.8377 | 78.7198 | 1.7769 | 22.9176 | 20.0406 | 0 | 0.27031 | 1.2854
1995-11-15 09:00 | 245.56 | 207.1733 | 163.7552 | 28.1312 | 66.6647 | 1.7546 | 20.5263 | 19.9843 | 0 | 0.20151 | 0.35067
1995-11-15 10:00 | 232.0461 | 202.1967 | 216.6044 | 31.7596 | 62.2665 | 1.7562 | 20.499 | 20.0149 | 0 | 0.20151 | 0.35824
1995-11-15 11:00 | 238.1317 | 210.9463 | 230.2683 | 25.9582 | 60.8063 | 1.7577 | 18.6872 | 19.906 | 0 | 0.20151 | 0.29428
1995-11-15 12:00 | 250.9201 | 218.1743 | 200.9991 | 34.2375 | 50.9431 | 1.7593 | 18.621 | 19.8723 | 0 | 0.20151 | 0
1995-11-15 13:00 | 253.133 | 225.7714 | 160.1102 | 28.3106 | 60.7749 | 1.7593 | 18.6753 | 20.0257 | 0 | 0.27031 | 0.98718
1995-11-15 14:00 | 254.0752 | 229.4672 | 106.6481 | 32.4045 | 70.4472 | 1.7601 | 27.1985 | 20.0553 | 0 | 0.29866 | 0.27761
1995-11-15 15:00 | 258.0627 | 223.3877 | 44.175 | 39.7055 | 81.6317 | 1.7647 | 39.134 | 20.1311 | 0 | 0.34075 | 6.3417
1995-11-15 16:00 | 260.3821 | 226.0459 | 6.3734 | 50.3672 | 81.6317 | 1.7659 | 39.7051 | 20.1391 | 0 | 0.34102 | 21.1852
1995-11-15 17:00 | 266.6649 | 234.2726 | 0 | 37.9216 | 79.8491 | 1.7658 | 40.013 | 20.1559 | 0 | 0.34102 | 17.5686
1995-11-15 18:00 | 271.8576 | 235.7383 | 0 | 37.4307 | 79.8074 | 1.7635 | 40.4538 | 20.1287 | 0 | 0.34102 | 14.3976
1995-11-15 19:00 | 277.2978 | 232.8372 | 0 | 38.4494 | 75.8299 | 1.7169 | 42.1455 | 20.1006 | 0 | 0.34102 | 4.8924
1995-11-15 20:00 | 279.4011 | 223.8589 | 0 | 37.5837 | 76.7288 | 1.7176 | 41.6997 | 20.0497 | 0 | 0.34102 | 3.9405
1995-11-15 21:00 | 280.1468 | 211.8599 | 0 | 36.09 | 74.4117 | 1.7179 | 40.4644 | 19.9615 | 0 | 0.34102 | 3.3924
1995-11-15 22:00 | 282.207 | 196.8124 | 0 | 39.3011 | 75.0122 | 1.7618 | 36.3276 | 19.7504 | 0 | 0.34102 | 1.2944
1995-11-15 23:00 | 278.9694 | 179.9714 | 0 | 33.7898 | 73.145 | 1.7619 | 35.1852 | 19.6656 | 0 | 0.33691 | 8.3659
1995-11-16 | 277.4707 | 177.8599 | 0 | 45.3438 | 78.4822 | 1.7616 | 44.319 | 19.6353 | 0 | 0.33691 | 14.3489
1995-11-16 01:00 | 277.3201 | 184.5921 | 0 | 31.9045 | 75.2666 | 1.7611 | 36.2646 | 19.5348 | 0 | 0.83691 | 10.8013
1995-11-16 02:00 | 277.9021 | 191.5193 | 0 | 34.0444 | 72.9529 | 1.7349 | 24.7106 | 19.5377 | 0 | 0.79573 | 3.1149
1995-11-16 03:00 | 278.6935 | 201.6473 | 0 | 31.3783 | 71.8317 | 1.7333 | 23.7157 | 19.6186 | 0 | 0.29573 | 0
1995-11-16 04:00 | 277.5369 | 211.3554 | 0 | 23.705 | 72.7442 | 1.7311 | 21.3876 | 19.6218 | 0 | 0.29546 | 0.20455
1995-11-16 05:00 | 273.8487 | 223.7751 | 0.18927 | 23.1666 | 71.8317 | 1.7286 | 21.8945 | 19.5505 | 0 | 0.26332 | 0.30423
1995-11-16 06:00 | 267.0229 | 232.4173 | 4.7318 | 26.9954 | 71.8317 | 1.727 | 19.9751 | 19.7661 | 0 | 0.79546 | 0.027853
1995-11-16 07:00 | 259.906 | 239.6214 | 23.1193 | 44.2901 | 73.5035 | 1.726 | 26.9114 | 19.9103 | 0 | 0.79866 | 2.1517
1995-11-16 08:00 | 248.8713 | 245.6982 | 64.2943 | 40.1486 | 77.7219 | 1.7262 | 30.2903 | 19.9529 | 0 | 0.42603 | 4.1636
1995-11-16 09:00 | 248.5199 | 250.2848 | 110.7844 | 28.035 | 76.0957 | 1.7544 | 27.8418 | 19.9597 | 0 | 0.2652 | 0.56583
1995-11-16 10:00 | 241.1135 | 248.9472 | 148.5858 | 24.597 | 77.3779 | 1.7561 | 27.8456 | 19.8914 | 0 | 0.7652 | 1.9404
1995-11-16 11:00 | 249.5308 | 250.2872 | 166.3643 | 28.8468 | 78.3751 | 1.7577 | 28.5678 | 19.8789 | 0 | 0.2652 | 0.9452
1995-11-16 12:00 | 253.6246 | 250.1237 | 163.1201 | 25.3235 | 79.2152 | 1.7595 | 26.3525 | 19.8681 | 0 | 0.2652 | 2.044
1995-11-16 13:00 | 269.9666 | 248.6209 | 132.2354 | 32.3136 | 80.6317 | 1.7595 | 23.3222 | 19.8771 | 0 | 0.2652 | 1.156
1995-11-16 14:00 | 286.4478 | 241.6413 | 82.1209 | 35.0051 | 80.6317 | 1.7605 | 31.7882 | 19.8986 | 0 | 0.2652 | 5.6964
1995-11-16 15:00 | 288.7855 | 250.3847 | 32.464 | 41.2689 | 80.6317 | 1.7604 | 38.3346 | 19.9433 | 0 | 0.30781 | 11.583
1995-11-16 16:00 | 288.974 | 247.6101 | 8.339 | 50.0284 | 80.6317 | 1.7599 | 40.397 | 20.0073 | 0 | 0.79866 | 14.0121
1995-11-16 17:00 | 289.768 | 231.2289 | 0 | 39.7818 | 80.6317 | 1.7957 | 34.6748 | 20.0497 | 0 | 0.79866 | 10.6861
1995-11-16 18:00 | 290.7355 | 222.4915 | 0 | 43.3886 | 80.6317 | 1.7915 | 36.9694 | 20.1382 | 0 | 0.79866 | 7.2278
1995-11-16 19:00 | 289.6874 | 226.9552 | 0 | 42.1831 | 80.6317 | 1.7919 | 38.2504 | 20.0566 | 0 | 0.29866 | 3.6556
1995-11-16 20:00 | 287.7493 | 235.3414 | 0 | 37.1411 | 80.6317 | 1.7929 | 31.2611 | 20.0341 | 0 | 0.79866 | 2.6819
1995-11-16 21:00 | 285.164 | 235.5624 | 0 | 34.7451 | 74.9501 | 1.7933 | 26.2854 | 19.9177 | 0 | 0.28481 | 1.1854
1995-11-16 22:00 | 291.6457 | 228.8015 | 0 | 35.2609 | 72.9368 | 1.7941 | 28.1728 | 19.8506 | 0 | 0.27031 | 7.0582
1995-11-16 23:00 | 282.3159 | 228.0014 | 0 | 25.7622 | 68.9685 | 1.7242 | 21.6401 | 19.608 | 0 | 0.76711 | 6.0345
1995-11-17 | 279.3411 | 227.7306 | 0 | 41.2757 | 67.4105 | 2.0953 | 40.6491 | 19.5044 | 0 | 1.796 | 7.9885
1995-11-17 01:00 | 278.0627 | 225.762 | 0 | 32.3735 | 66.0612 | 2.0949 | 43.1834 | 19.4319 | 0 | 1.796 | 8.3083
1995-11-17 02:00 | 271.9634 | 220.5711 | 0 | 22.7159 | 65.9227 | 2.0944 | 39.2527 | 19.3697 | 0 | 1.796 | 7.342
1995-11-17 03:00 | 268.6945 | 209.8219 | 0 | 20.7822 | 65.9782 | 2.0929 | 33.1704 | 18.9343 | 0 | 1.796 | 7.7921
1995-11-17 04:00 | 262.5675 | 197.5418 | 0 | 22.1762 | 65.1323 | 2.091 | 39.3227 | 18.9566 | 0 | 1.796 | 10.1633
1995-11-17 05:00 | 254.9205 | 193.4896 | 0.18304 | 21.9227 | 63.965 | 1.7564 | 27.084 | 19.04 | 0 | 1.796 | 5.6707
1995-11-17 06:00 | 246.8292 | 191.1425 | 4.394 | 16.6131 | 63.603 | 1.7704 | 27.9232 | 19.3776 | 0 | 1.796 | 9.8375
1995-11-17 07:00 | 238.5258 | 195.5674 | 25.9849 | 22.7419 | 65.4698 | 1.7695 | 36.0909 | 19.8509 | 0 | 1.7992 | 18.2448
1995-11-17 08:00 | 223.2036 | 197.8106 | 94.6436 | 23.0186 | 64.7467 | 1.7503 | 28.5663 | 19.7177 | 0 | 1.7941 | 2.7594
1995-11-17 09:00 | 211.5709 | 206.9156 | 173.3434 | 24.4602 | 63.9311 | 1.7631 | 28.9435 | 19.355 | 0 | 1.6901 | 6.8421
1995-11-17 10:00 | 198.9413 | 190.4328 | 228.3558 | 15.6557 | 63.603 | 1.7647 | 27.9029 | 19.6375 | 0 | 0.59009 | 12.1466
1995-11-17 11:00 | 203.7148 | 202.5792 | 252.3467 | 17.0741 | 63.0239 | 1.7663 | 18.587 | 19.5257 | 0 | 0.59009 | 0
1995-11-17 12:00 | 209.2843 | 208.7329 | 244.3704 | 18.1889 | 63.5526 | 1.768 | 17.6686 | 19.5233 | 0 | 0.59009 | 3.4958
1995-11-17 13:00 | 218.8807 | 218.0364 | 206.1072 | 17.361 | 59.3525 | 1.7681 | 25.6141 | 19.8819 | 0 | 0.59009 | 8.0555
1995-11-17 14:00 | 238.5003 | 224.7329 | 139.3089 | 19.3687 | 63.8955 | 1.7691 | 26.4154 | 19.5602 | 0 | 0.59009 | 3.2034
1995-11-17 15:00 | 245.2971 | 231.7467 | 65.4367 | 25.0769 | 70.7337 | 1.7691 | 26.4651 | 19.5989 | 0 | 1.2537 | 16.0748
1995-11-17 16:00 | 247.1356 | 235.2868 | 11.1254 | 22.3101 | 70.7337 | 1.7687 | 40.523 | 19.987 | 0 | 1.7992 | 42.6176
1995-11-17 17:00 | 244.1469 | 245.5915 | 0 | 25.2697 | 67.3401 | 1.7689 | 21.7152 | 19.6243 | 0 | 1.7992 | 13.4174
1995-11-17 18:00 | 244.6795 | 258.5942 | 0 | 26.7523 | 68.9643 | 1.7687 | 22.7845 | 20.002 | 0 | 1.7992 | 28.7962
1995-11-17 19:00 | 251.3498 | 264.179 | 0 | 25.3533 | 66.3396 | 1.7574 | 21.1398 | 19.9985 | 0 | 1.7992 | 17.5041
1995-11-17 20:00 | 256.5737 | 265.3546 | 0 | 24.3243 | 66.1848 | 1.7585 | 24.9392 | 20.0135 | 0 | 1.7992 | 13.3364
1995-11-17 21:00 | 260.3448 | 259.1152 | 0 | 19.6524 | 66.9828 | 1.7591 | 15.7223 | 19.8756 | 0 | 1.7992 | 24.8068
1995-11-17 22:00 | 262.7118 | 230.3365 | 0 | 31.1704 | 64.4387 | 1.76 | 22.4647 | 19.4471 | 0 | 1.7992 | 21.8461
1995-11-17 23:00 | 268.785 | 242.5826 | 0 | 24.0649 | 63.8394 | 1.7604 | 21.0561 | 19.6062 | 0 | 0.66982 | 9.3101
1995-11-18 | 272.0702 | 255.9996 | 0 | 35.2052 | 59.2274 | 1.7677 | 9.6731 | 19.3095 | 0 | 0.094622 | 11.6551
1995-11-18 01:00 | 275.655 | 262.1851 | 0 | 23.4535 | 59.2842 | 1.7676 | 9.3402 | 19.309 | 0 | 0.094622 | 7.9577
1995-11-18 02:00 | 277.3607 | 270.0497 | 0 | 24.2185 | 59.2274 | 1.7672 | 8.9698 | 19.3506 | 0 | 0.094622 | 3.1035
1995-11-18 03:00 | 279.6364 | 270.6132 | 0 | 25.0539 | 59.2274 | 1.7661 | 8.4224 | 19.2502 | 0 | 0.094622 | 8.639
1995-11-18 04:00 | 268.0898 | 265.4954 | 0 | 21.4219 | 59.2274 | 1.7645 | 8.2899 | 19.4693 | 0 | 0.094622 | 0.45039
1995-11-18 05:00 | 255.0924 | 254.6294 | 0.18138 | 21.5844 | 59.2274 | 1.7627 | 8.3162 | 18.966 | 0 | 0.094622 | 0.40444
1995-11-18 06:00 | 257.8744 | 243.1453 | 2.6461 | 28.3501 | 59.2274 | 1.7617 | 8.4547 | 19.136 | 0 | 0.094622 | 0.44546
1995-11-18 07:00 | 253.8699 | 233.0158 | 31.7443 | 36.9037 | 59.81 | 1.7612 | 9.5118 | 19.7109 | 0 | 0.094622 | 15.1455
1995-11-18 08:00 | 232.3812 | 221.794 | 139.3543 | 27.6567 | 61.8879 | 1.7687 | 8.2884 | 19.4208 | 0 | 0.016222 | 0.23113
1995-11-18 09:00 | 223.5312 | 216.4887 | 250.0479 | 23.1045 | 48.3579 | 1.7699 | 10.0722 | 19.3966 | 0 | 0.016222 | 1.6123
1995-11-18 10:00 | 206.4074 | 187.8107 | 319.0796 | 21.4642 | 44.6138 | 1.7718 | 8.5978 | 19.3731 | 0 | 0.016222 | 1.7231
1995-11-18 11:00 | 205.2508 | 197.4469 | 355.4201 | 16.9409 | 43.3396 | 1.7736 | 8.8518 | 19.3218 | 0 | 0.016222 | 0
1995-11-18 12:00 | 215.9923 | 205.1395 | 344.3104 | 22.254 | 41.656 | 0.16966 | 8.9482 | 19.3377 | 0 | 0.016222 | 0.45177
1995-11-18 13:00 | 189.4672 | 211.7252 | 288.884 | 26.5548 | 39.3978 | 1.7767 | 8.8367 | 19.4072 | 0 | 0.016222 | 18.3989
1995-11-18 14:00 | 227.6938 | 216.9505 | 210.4746 | 25.6049 | 63.5657 | 0.16966 | 9.7359 | 19.2217 | 0 | 0.016222 | 0.53834
1995-11-18 15:00 | 244.1535 | 230.0666 | 106.6572 | 29.393 | 62.8792 | 2.0693 | 9.7875 | 20.0209 | 0 | 0.18102 | 5.3647
1995-11-18 16:00 | 239.4728 | 233.1328 | 20.3145 | 33.5264 | 63.5305 | 2.0692 | 9.856 | 20.0625 | 0 | 0.70785 | 2.7083
1995-11-18 17:00 | 246.5242 | 229.8112 | 0.090754 | 31.4568 | 60.3254 | 2.0695 | 10.3073 | 19.9622 | 0 | 0.70785 | 11.1516
1995-11-18 18:00 | 245.2839 | 232.9758 | 0 | 40.568 | 60.3254 | 2.0696 | 10.5115 | 19.7792 | 0 | 0.70785 | 4.2097
1995-11-18 19:00 | 251.6332 | 231.973 | 0 | 30.0431 | 60.3254 | 2.0701 | 13.0383 | 20.1401 | 0 | 0.70785 | 3.5631
1995-11-18 20:00 | 251.6523 | 218.1229 | 0 | 37.8045 | 60.3254 | 0.45761 | 10.9426 | 13.9102 | 0 | 0.70785 | 23.564
1995-11-18 21:00 | 249.0233 | 229.7785 | 0 | 35.1341 | 60.3254 | 2.0716 | 15.5331 | 20.0492 | 0 | 0.70785 | 14.1561
1995-11-18 22:00 | 265.3975 | 228.6777 | 0 | 32.0481 | 60.3254 | 2.0724 | 10.8584 | 19.6496 | 0 | 0.70785 | 4.6248
1995-11-18 23:00 | 266.4167 | 214.3332 | 0 | 25.7906 | 60.3254 | 0.45761 | 13.8235 | 13.8203 | 0 | 0.72283 | 4.5721
1995-11-19 | 274.6896 | 225.0158 | 0 | 36.97 | 81.7317 | 2.3384 | 51.82 | 19.7634 | 0 | 1.8833 | 3.3955
1995-11-19 01:00 | 274.0127 | 226.7922 | 0 | 29.0898 | 81.7317 | 2.3222 | 50.4904 | 19.6923 | 0 | 1.8725 | 1.2973
1995-11-19 02:00 | 274.288 | 227.405 | 0 | 24.4581 | 81.7317 | 2.3224 | 50.4774 | 19.6778 | 0 | 1.8723 | 1.5683
1995-11-19 03:00 | 274.5899 | 225.916 | 0 | 22.6067 | 81.7317 | 2.3388 | 51.2792 | 19.6798 | 0 | 1.8829 | 2.1623
1995-11-19 04:00 | 272.4991 | 226.9032 | 0 | 18.4221 | 81.7317 | 2.3362 | 50.6136 | 19.669 | 0 | 1.8761 | 2.4729
1995-11-19 05:00 | 270.4311 | 225.9092 | 0.12666 | 16.7117 | 81.7317 | 2.3367 | 51.3805 | 19.6588 | 0 | 1.8748 | 1.814
1995-11-19 06:00 | 270.8864 | 225.3463 | 5.1758 | 24.9847 | 81.7317 | 2.3532 | 52.8086 | 20.2466 | 0 | 1.8795 | 7.2865
1995-11-19 07:00 | 268.8861 | 224.904 | 43.2506 | 35.1531 | 81.7317 | 2.3554 | 62.3494 | 20.4574 | 0 | 1.8929 | 0.47977
1995-11-19 08:00 | 263.3505 | 222.8447 | 147.7782 | 27.1731 | 81.7317 | 2.3774 | 53.9768 | 20.507 | 0 | 1.8934 | 2.9785
1995-11-19 09:00 | 254.167 | 220.2705 | 245.3777 | 18.4543 | 80.6337 | 2.3781 | 52.1204 | 20.5071 | 0 | 1.8877 | 0
1995-11-19 10:00 | 239.0965 | 222.2338 | 327.0646 | 20.8546 | 80.6337 | 2.3997 | 45.1732 | 20.4569 | 0 | 1.8933 | 0.0041354
1995-11-19 11:00 | 229.6731 | 225.5514 | 366.2776 | 28.2437 | 80.6337 | 2.365 | 53.7716 | 20.4532 | 0 | 1.8715 | 0.38372
1995-11-19 12:00 | 230.6944 | 231.0873 | 354.7695 | 18.4255 | 80.6337 | 2.361 | 44.3967 | 20.4604 | 0 | 1.8856 | 0.024205
1995-11-19 13:00 | 231.4736 | 225.9002 | 311.4827 | 21.3639 | 80.6337 | 2.3891 | 46.5266 | 20.4993 | 0 | 1.8897 | 0
1995-11-19 14:00 | 253.2569 | 229.9118 | 213.8282 | 19.6541 | 80.6337 | 2.3854 | 44.8951 | 20.5169 | 0 | 1.8717 | 0.0056507
1995-11-19 15:00 | 255.4624 | 230.2766 | 111.4593 | 24.4546 | 80.6337 | 2.3851 | 57.4939 | 20.5869 | 0 | 1.8808 | 0.44197
1995-11-19 16:00 | 258.1693 | 231.8716 | 22.5188 | 35.6623 | 80.6337 | 2.3351 | 79.1195 | 20.6098 | 0 | 1.9562 | 7.247
1995-11-19 17:00 | 264.0136 | 235.9884 | 0.016215 | 37.3015 | 80.6337 | 2.3348 | 79.8586 | 20.6159 | 0 | 1.9474 | 20.3447
1995-11-19 18:00 | 268.9634 | 237.8814 | 0 | 37.0851 | 80.6337 | 2.3175 | 78.8125 | 20.6123 | 0 | 1.9526 | 16.27
1995-11-19 19:00 | 270.4814 | 228.4265 | 0 | 30.3395 | 80.6337 | 2.3479 | 77.2115 | 20.5928 | 0 | 1.9603 | 13.7354
1995-11-19 20:00 | 269.5735 | 215.3308 | 0 | 28.2148 | 80.4712 | 2.3322 | 77.9369 | 20.4875 | 0 | 1.9613 | 12.0477
1995-11-19 21:00 | 264.7838 | 197.7986 | 0 | 28.4563 | 81.2881 | 2.3099 | 80.4725 | 20.3785 | 0 | 1.962 | 25.2501
1995-11-19 22:00 | 257.024 | 192.0909 | 0 | 31.2274 | 81.1826 | 2.3106 | 81.5672 | 20.3368 | 0 | 1.9518 | 3.3092
1995-11-19 23:00 | 249.2994 | 182.397 | 0 | 22.4809 | 78.5202 | 2.3108 | 79.0362 | 20.1648 | 0 | 2.1127 | 0.11714
1995-11-20 | 240.5775 | 175.3976 | 0 | 50.5373 | 79.2929 | 2.1205 | 55.6644 | 19.9275 | 0 | 1.009 | 12.2065
1995-11-20 01:00 | 231.591 | 163.5944 | 0 | 37.4905 | 80.1475 | 2.1423 | 62.1445 | 19.9243 | 0 | 0.99745 | 3.758
1995-11-20 02:00 | 221.7517 | 146.8913 | 0 | 34.7325 | 81.2206 | 2.1422 | 57.0024 | 19.8938 | 0 | 0.99718 | 2.0167
1995-11-20 03:00 | 211.3995 | 127.3996 | 0 | 48.1473 | 81.566 | 2.3087 | 62.2844 | 19.9027 | 0 | 1.0087 | 14.8775
1995-11-20 04:00 | 199.5802 | 115.4449 | 0 | 42.6701 | 81.566 | 2.3312 | 64.247 | 19.9086 | 0 | 1.0013 | 19.0357
1995-11-20 05:00 | 187.6129 | 103.409 | 0.014401 | 53.8943 | 81.566 | 2.3507 | 68.6414 | 19.9406 | 0 | 0.99985 | 9.3912
1995-11-20 06:00 | 175.2398 | 97.207 | 3.5507 | 53.0194 | 81.566 | 2.6817 | 66.2213 | 20.094 | 0 | 1.9418 | 20.2897
1995-11-20 07:00 | 165.0741 | 93.8956 | 41.6563 | 61.1719 | 81.566 | 2.8917 | 68.6756 | 20.2025 | 0 | 3.3691 | 17.3229
1995-11-20 08:00 | 151.5924 | 92.6418 | 165.6926 | 44.3336 | 81.566 | 2.8756 | 66.827 | 20.1827 | 0 | 3.3697 | 14.1612
1995-11-20 09:00 | 137.2545 | 92.4515 | 280.4635 | 40.4137 | 81.566 | 2.8761 | 66.2198 | 20.1953 | 0 | 3.3635 | 1.188
1995-11-20 10:00 | 125.1966 | 95.3975 | 355.9481 | 40.0721 | 81.566 | 2.8768 | 40.0888 | 20.1616 | 0 | 3.3699 | 0.70303
1995-11-20 11:00 | 113.7325 | 89.1286 | 389.953 | 34.7803 | 81.566 | 2.973 | 55.2199 | 20.0975 | 0 | 3.3463 | 1.2745
1995-11-20 12:00 | 109.3829 | 86.805 | 385.2889 | 33.89 | 81.566 | 2.974 | 53.1059 | 20.1105 | 0 | 3.3615 | 1.4196
1995-11-20 13:00 | 119.058 | 84.8408 | 333.8523 | 41.462 | 81.566 | 2.9741 | 51.9028 | 20.0182 | 0 | 3.366 | 1.0962
1995-11-20 14:00 | 132.1344 | 81.566 | 244.8202 | 40.5775 | 81.566 | 2.9951 | 68.7824 | 20.1076 | 0 | 3.3466 | 16.8779
1995-11-20 15:00 | 150.3646 | 88.4135 | 112.8457 | 48.8909 | 81.566 | 2.9941 | 71.9645 | 20.108 | 0 | 3.3564 | 49.473
1995-11-20 16:00 | 170.9991 | 96.1586 | 19.2079 | 67.6538 | 81.566 | 3.0342 | 78.6806 | 20.2838 | 0 | 2.7066 | 59.0438
1995-11-20 17:00 | 189.0859 | 105.5251 | 0.03484 | 61.5624 | 80.4735 | 2.6821 | 78.7634 | 20.3612 | 0 | 1.0018 | 61.5824
1995-11-20 18:00 | 202.2725 | 117.0144 | 0 | 60.6998 | 80.4735 | 2.523 | 79.4938 | 20.3519 | 0 | 1.0075 | 47.8577
1995-11-20 19:00 | 215.1528 | 127.3459 | 0 | 54.4435 | 80.4735 | 2.5015 | 76.4546 | 20.2517 | 0 | 1.0157 | 34.1089
1995-11-20 20:00 | 226.4715 | 140.0776 | 0 | 53.406 | 80.4735 | 2.5188 | 76.2063 | 20.2977 | 0 | 1.0168 | 28.7185
1995-11-20 21:00 | 235.0648 | 155.7292 | 0 | 49.7442 | 80.4735 | 2.541 | 74.9407 | 20.3218 | 0 | 1.0176 | 12.7488
1995-11-20 22:00 | 250.7666 | 181.4431 | 0 | 53.7192 | 80.4735 | 2.4974 | 60.7367 | 20.326 | 0 | 1.0066 | 7.4065
1995-11-20 23:00 | 252.4586 | 201.6455 | 0 | 42.4688 | 79.9225 | 2.4026 | 55.7182 | 20.2344 | 0 | 0.98022 | 2.0042
1995-11-21 | 251.9448 | 221.6979 | 0 | 25.0479 | 76.4562 | 2.4279 | 84.087 | 20.1712 | 0 | 2.1183 | 0.23402
1995-11-21 01:00 | 251.7287 | 234.0754 | 0 | 25.0582 | 76.2662 | 2.1293 | 62.8865 | 20.0672 | 0 | 2.1088 | 0.27557
1995-11-21 02:00 | 251.4817 | 239.7551 | 0 | 22.7641 | 76.2654 | 2.1395 | 51.1734 | 19.9848 | 0 | 2.0546 | 0.091541
1995-11-21 03:00 | 251.4958 | 245.2323 | 0 | 22.4279 | 76.7258 | 2.1376 | 37.8354 | 19.9527 | 0 | 2.0496 | 0.18403
1995-11-21 04:00 | 251.6298 | 243.7215 | 0 | 21.18 | 77.2109 | 2.1355 | 34.983 | 19.9441 | 0 | 2.0269 | 0.15311
1995-11-21 05:00 | 250.97 | 239.3039 | 0.14365 | 24.108 | 76.8213 | 2.1333 | 34.0179 | 19.9301 | 0 | 2.0257 | 0.50342
1995-11-21 06:00 | 251.9432 | 244.7696 | 2.6735 | 26.9512 | 77.752 | 2.132 | 36.7441 | 19.9695 | 0 | 2.0466 | 1.1941
1995-11-21 07:00 | 253.1432 | 251.0849 | 41.6809 | 35.4098 | 80.371 | 1.9964 | 38.8515 | 19.9159 | 0 | 2.0422 | 0
1995-11-21 08:00 | 243.3953 | 257.075 | 166.6233 | 25.3586 | 80.4735 | 1.9797 | 25.7646 | 19.9914 | 0 | 2.0426 | 0
1995-11-21 09:00 | 230.594 | 255.3961 | 283.6364 | 20.2757 | 80.4735 | 1.9804 | 22.2136 | 19.7595 | 0 | 0.43757 | 0
1995-11-21 10:00 | 219.984 | 252.6997 | 349.01 | 17.7124 | 80.4735 | 1.8353 | 21.0096 | 19.5555 | 0 | 0.24682 | 0.22419
1995-11-21 11:00 | 180.0685 | 253.9413 | 400.5084 | 20.6045 | 80.4735 | 1.8366 | 19.7657 | 19.4976 | 0 | 0.42342 | 0.048037
1995-11-21 12:00 | 181.2519 | 250.4879 | 383.7801 | 21.3854 | 80.4735 | 1.9843 | 20.3786 | 19.7774 | 0 | 0.43594 | 0
1995-11-21 13:00 | 202.0426 | 242.1305 | 322.7991 | 24.2424 | 80.4735 | 2.0993 | 22.35 | 19.674 | 0 | 0.43962 | 0.07
1995-11-21 14:00 | 223.5415 | 234.5106 | 232.9727 | 24.8386 | 80.4735 | 2.4572 | 25.4054 | 19.8694 | 0 | 0.42361 | 0.43274
1995-11-21 15:00 | 247.2372 | 232.2292 | 103.6021 | 29.3901 | 80.4735 | 2.7645 | 58.5754 | 19.9676 | 0 | 1.0043 | 9.878
1995-11-21 16:00 | 263.9487 | 233.0513 | 24.4725 | 42.9237 | 80.4735 | 2.7638 | 74.0529 | 20.1298 | 0 | 2.1505 | 10.2927
1995-11-21 17:00 | 269.649 | 230.2678 | 0.0083113 | 27.2642 | 80.4735 | 2.7859 | 74.5029 | 20.2199 | 0 | 2.9381 | 8.8995
1995-11-21 18:00 | 269.5562 | 229.595 | 0 | 34.604 | 80.4735 | 2.8051 | 74.4659 | 20.263 | 0 | 3.6473 | 7.1244
1995-11-21 19:00 | 268.312 | 227.4666 | 0 | 28.8666 | 80.4735 | 2.8146 | 75.4418 | 20.3007 | 0 | 3.6541 | 5.0577
1995-11-21 20:00 | 264.173 | 223.1024 | 0 | 25.0301 | 80.4735 | 3.0039 | 74.5354 | 20.2522 | 0 | 4.505 | 5.4693
1995-11-21 21:00 | 261.5534 | 216.6878 | 0 | 23.8847 | 80.4735 | 2.836 | 71.7221 | 20.2671 | 0 | 4.2665 | 2.5433
1995-11-21 22:00 | 256.1778 | 194.4322 | 0 | 22.6126 | 80.4735 | 2.6359 | 78.0859 | 20.2366 | 0 | 3.5101 | 11.1909
1995-11-21 23:00 | 249.9768 | 183.0605 | 0 | 29.5112 | 80.4735 | 2.5972 | 74.6861 | 20.0923 | 0 | 3.1844 | 8.4366
1995-11-22 | 243.404 | 183.1537 | 0 | 33.897 | 76.8273 | 2.1252 | 71.1136 | 20.115 | 0 | 2.1326 | 7.2349
1995-11-22 01:00 | 239.9287 | 178.3951 | 0 | 31.5009 | 74.5646 | 2.1251 | 68.9489 | 19.9606 | 0 | 2.1326 | 5.0746
1995-11-22 02:00 | 237.8071 | 173.3538 | 0 | 26.856 | 71.3125 | 2.1244 | 69.2313 | 19.9533 | 0 | 2.1326 | 2.4014
1995-11-22 03:00 | 234.4965 | 169.4355 | 0 | 22.2499 | 71.3125 | 2.1226 | 65.1451 | 20.0781 | 0 | 2.1326 | 0.70027
1995-11-22 04:00 | 232.443 | 165.7524 | 0 | 25.7763 | 71.3125 | 2.1205 | 58.1416 | 20.1022 | 0 | 2.1326 | 0.74684
1995-11-22 05:00 | 227.987 | 163.0072 | 0.023985 | 21.5755 | 71.3125 | 2.1185 | 59.8086 | 20.1241 | 0 | 2.1326 | 5.3636
1995-11-22 06:00 | 226.2181 | 162.4935 | 4.0833 | 26.168 | 71.3125 | 2.1172 | 69.5383 | 20.363 | 0 | 2.1188 | 5.9951
1995-11-22 07:00 | 226.6827 | 160.8095 | 48.2113 | 37.8977 | 71.3125 | 2.1386 | 74.5635 | 20.5953 | 0 | 2.1367 | 14.2617
1995-11-22 08:00 | 216.1896 | 160.2242 | 151.3242 | 24.3411 | 71.3125 | 2.1946 | 53.2246 | 20.5634 | 0 | 2.0663 | 9.8313
1995-11-22 09:00 | 206.9974 | 158.1193 | 241.5665 | 21.3234 | 68.0253 | 2.1956 | 33.0756 | 20.47 | 0 | 0.96631 | 0.21365
1995-11-22 10:00 | 169.9232 | 133.0595 | 308.8702 | 19.5516 | 67.9586 | 2.1972 | 47.2591 | 20.4874 | 0 | 0.96631 | 0.77571
1995-11-22 11:00 | 152.4944 | 136.7433 | 327.9084 | 17.986 | 71.3854 | 2.1987 | 51.1451 | 20.4898 | 0 | 0.96631 | 0.77571
1995-11-22 12:00 | 146.5887 | 144.5646 | 308.8447 | 19.7125 | 72.4105 | 2.201 | 50.5372 | 20.6791 | 0 | 0.96631 | 0.22281
1995-11-22 13:00 | 157.765 | 145.5472 | 254.1097 | 22.0456 | 72.4105 | 2.2234 | 68.613 | 20.6665 | 0 | 0.99466 | 0.16391
1995-11-22 14:00 | 185.0026 | 151.8935 | 161.1029 | 24.5989 | 72.4105 | 2.2249 | 82.6414 | 19.2859 | 0 | 0.99466 | 8.4627
1995-11-22 15:00 | 197.6266 | 153.9204 | 63.1678 | 40.7046 | 72.4105 | 2.225 | 98.3263 | 20.7582 | 0 | 2.1367 | 23.7159
1995-11-22 16:00 | 206.0757 | 165.4242 | 19.3795 | 37.2301 | 72.4103 | 2.2244 | 109.5288 | 19.9931 | 0 | 2.1367 | 28.5425
1995-11-22 17:00 | 201.5 | 179.6999 | 0.0041384 | 19.3226 | 69.0452 | 2.2363 | 124.0199 | 20.7738 | 0 | 2.1367 | 12.4508
1995-11-22 18:00 | 205.0116 | 182.0235 | 0 | 20.0234 | 70.848 | 2.1969 | 123.9756 | 19.2084 | 0 | 2.1367 | 17.0434
1995-11-22 19:00 | 204.5059 | 174.5398 | 0 | 30.6286 | 70.7043 | 2.1973 | 124.0063 | 19.1852 | 0 | 2.1367 | 16.2519
1995-11-22 20:00 | 198.1836 | 166.3179 | 0 | 24.6725 | 71.5612 | 2.1982 | 124.7106 | 20.7492 | 0 | 2.1367 | 21.2786
1995-11-22 21:00 | 197.3402 | 146.9612 | 0 | 33.4687 | 71.7994 | 2.2207 | 124.0425 | 20.341 | 0 | 2.1367 | 10.4403
1995-11-22 22:00 | 177.9029 | 131.5464 | 0 | 33.5931 | 73.4105 | 2.2214 | 123.6162 | 20.398 | 0 | 2.1367 | 29.9058
1995-11-22 23:00 | 171.322 | 119.9724 | 0 | 32.9919 | 73.4105 | 2.2355 | 124.0252 | 20.3619 | 0 | 2.1326 | 29.0836
1995-11-23 | 171.6351 | 114.6249 | 0 | 46.8677 | 70.6139 | 2.2353 | 100.1751 | 20.1994 | 0 | 2.1326 | 50.4647
1995-11-23 01:00 | 170.7585 | 114.2834 | 0 | 42.8339 | 70.1476 | 2.2349 | 115.4326 | 18.6479 | 0 | 2.1326 | 8.6189
1995-11-23 02:00 | 168.4361 | 114.9826 | 0 | 41.867 | 68.4301 | 2.1933 | 96.9724 | 20.096 | 0 | 2.1326 | 4.9371
1995-11-23 03:00 | 167.2166 | 125.0193 | 0 | 33.5523 | 67.9289 | 2.1914 | 98.6654 | 19.8876 | 0 | 2.1326 | 26.5128
1995-11-23 04:00 | 159.0918 | 152.9339 | 0 | 24.2057 | 65.9809 | 2.189 | 96.8658 | 18.5194 | 0 | 2.1326 | 4.1286
1995-11-23 05:00 | 152.3522 | 174.3593 | 0.12327 | 21.6355 | 64.7212 | 2.1871 | 98.0892 | 20.0392 | 0 | 2.1326 | 0.78934
1995-11-23 06:00 | 145.6482 | 197.7809 | 5.6764 | 21.0566 | 66.7479 | 2.1859 | 93.6459 | 20.1114 | 0 | 2.1329 | 0.076941
1995-11-23 07:00 | 148.1411 | 213.6568 | 44.9892 | 23.0797 | 73.4105 | 2.1852 | 91.508 | 20.4352 | 0 | 2.0949 | 0.14763
1995-11-23 08:00 | 149.681 | 225.351 | 133.2178 | 18.6929 | 73.4105 | 2.1759 | 42.8773 | 19.0131 | 0 | 0.99493 | 0
1995-11-23 09:00 | 139.9648 | 235.5966 | 217.9391 | 16.2241 | 73.0654 | 2.1769 | 18.7797 | 20.4476 | 0 | 0.99493 | 0.64251
1995-11-23 10:00 | 134.6213 | 231.9818 | 273.4583 | 16.4923 | 73.4105 | 2.1784 | 20.6789 | 20.4652 | 0 | 0.99493 | 1.2194
1995-11-23 11:00 | 135.2319 | 247.2994 | 297.7221 | 13.7516 | 73.4105 | 2.1801 | 20.9447 | 19.3046 | 0 | 0.99466 | 1.2526
1995-11-23 12:00 | 132.9973 | 255.6772 | 292.0251 | 13.8198 | 73.4105 | 1.9723 | 21.8578 | 19.4898 | 0 | 0.96308 | 0.7048
1995-11-23 13:00 | 141.1674 | 259.1124 | 245.986 | 18.0821 | 73.4105 | 2.178 | 24.4443 | 20.1252 | 0 | 0.99493 | 2.3686
1995-11-23 14:00 | 153.4693 | 262.2809 | 174.0177 | 22.3483 | 73.4105 | 2.1618 | 33.3767 | 20.4423 | 0 | 0.99493 | 1.3502
1995-11-23 15:00 | 161.095 | 264.3977 | 81.95 | 26.4591 | 73.4105 | 2.1619 | 58.1974 | 20.4939 | 0 | 1.037 | 12.5428
1995-11-23 16:00 | 165.614 | 268.4599 | 22.9455 | 50.8477 | 72.6512 | 2.1614 | 60.9255 | 20.6012 | 0 | 1.941 | 22.2736
1995-11-23 17:00 | 165.892 | 275.5964 | 0 | 29.0485 | 68.9752 | 2.1616 | 78.3995 | 20.5021 | 0 | 1.941 | 21.4386
1995-11-23 18:00 | 168.0691 | 279.3485 | 0 | 38.2518 | 69.9131 | 2.1351 | 60.5518 | 20.6202 | 0 | 1.941 | 23.0403
1995-11-23 19:00 | 170.3367 | 283.4244 | 0 | 33.6014 | 71.6408 | 1.8297 | 78.4912 | 20.2683 | 0 | 1.941 | 10.1945
1995-11-23 20:00 | 176.3598 | 287.9468 | 0 | 32.6153 | 71.3019 | 1.8311 | 78.2136 | 18.1932 | 0 | 1.941 | 11.019
1995-11-23 21:00 | 173.9453 | 291.5433 | 0 | 37.2438 | 68.7784 | 1.9025 | 69.2014 | 20.2594 | 0 | 1.941 | 7.7097
1995-11-23 22:00 | 184.2545 | 291.7664 | 0 | 34.1803 | 66.5147 | 1.9036 | 61.1895 | 17.9525 | 0 | 1.941 | 9.2217
1995-11-23 23:00 | 188.0895 | 295.0363 | 0 | 22.0433 | 63.5105 | 1.9057 | 55.2441 | 17.0535 | 0 | 1.9369 | 2.9973
1995-11-24 | 196.9791 | 300.044 | 0 | 30.451 | 63.5105 | 1.9058 | 59.5975 | 20.2351 | 0 | 1.9369 | 0.078586
1995-11-24 01:00 | 198.8791 | 299.6316 | 0 | 24.9606 | 63.5105 | 1.9057 | 53.0953 | 20.1364 | 0 | 1.9369 | 0.012545
1995-11-24 02:00 | 203.8516 | 297.3856 | 0 | 22.009 | 63.5105 | 1.9446 | 53.9828 | 20.092 | 0 | 1.8957 | 0.011958
1995-11-24 03:00 | 204.4495 | 296.2851 | 0 | 20.5947 | 63.5105 | 1.9431 | 56.8462 | 20.1295 | 0 | 1.8957 | 0.07
1995-11-24 04:00 | 205.8648 | 295.6756 | 0 | 19.3048 | 56.1565 | 1.9408 | 50.7336 | 20.2029 | 0 | 1.8957 | 0.30534
1995-11-24 05:00 | 205.7408 | 298.2263 | 0.10933 | 17.7132 | 47.3285 | 1.9384 | 46.8557 | 20.2251 | 0 | 1.8957 | 3.6427
1995-11-24 06:00 | 206.605 | 300.0404 | 5.5573 | 15.8966 | 44.4934 | 1.937 | 48.2144 | 20.2639 | 0 | 1.8957 | 0.0010555
1995-11-24 07:00 | 211.9306 | 301.3545 | 31.1146 | 29.8828 | 39.1016 | 1.9364 | 45.7937 | 20.5058 | 0 | 1.941 | 5.118
1995-11-24 08:00 | 212.0758 | 300.6047 | 127.0196 | 18.6375 | 37.0754 | 1.9369 | 28.8792 | 20.7206 | 0 | 1.8586 | 1.5279
1995-11-24 09:00 | 203.226 | 296.9848 | 233.9046 | 14.7949 | 17.3614 | 1.9384 | 26.9086 | 20.7026 | 0 | 0.21536 | 0
1995-11-24 10:00 | 189.3189 | 292.6767 | 305.3523 | 14.1368 | 19.3636 | 1.9504 | 23.2251 | 20.6763 | 0 | 0.24361 | 0.16736
1995-11-24 11:00 | 189.3339 | 288.6852 | 337.7672 | 14.0257 | 19.0849 | 1.9435 | 22.0325 | 20.3577 | 0 | 0.24361 | 0
1995-11-24 12:00 | 203.0129 | 290.9698 | 316.7949 | 14.6986 | 18.2743 | 1.9462 | 22.7769 | 20.3399 | 0 | 0.24361 | 0
1995-11-24 13:00 | 207.8989 | 289.5561 | 271.6783 | 14.6722 | 20.4278 | 1.947 | 24.7864 | 20.4141 | 0 | 0.25745 | 0.14165
1995-11-24 14:00 | 194.9644 | 289.8797 | 210.0944 | 21.6777 | 27.79 | 1.9495 | 30.6208 | 20.6593 | 0 | 0.3147 | 0.77204
1995-11-24 15:00 | 209.776 | 290.8598 | 100.9765 | 32.8271 | 54.0632 | 1.9499 | 38.7941 | 20.7207 | 0 | 0.39102 | 15.4418
1995-11-24 16:00 | 225.5856 | 289.8785 | 27.3246 | 24.9412 | 78.735 | 1.9495 | 47.0312 | 20.7674 | 0 | 1.991 | 25.1033
1995-11-24 17:00 | 233.2575 | 288.1011 | 0 | 24.8847 | 55.2888 | 1.9501 | 39.7159 | 20.7956 | 0 | 1.991 | 21.3476
1995-11-24 18:00 | 241.3591 | 286.8543 | 0 | 25.6592 | 50.01 | 1.9501 | 43.3288 | 20.85 | 0 | 1.991 | 22.6204
1995-11-24 19:00 | 244.7029 | 287.3454 | 0 | 34.4465 | 34.6171 | 1.9501 | 52.989 | 20.8484 | 0 | 1.991 | 10.6407
1995-11-24 20:00 | 245.1056 | 285.7619 | 0 | 23.9913 | 49.3161 | 1.951 | 50.9619 | 20.8622 | 0 | 1.991 | 13.19
1995-11-24 21:00 | 244.9439 | 283.5101 | 0 | 23.8222 | 54.6991 | 1.9609 | 47.954 | 20.8059 | 0 | 1.991 | 18.9089
1995-11-24 22:00 | 234.3509 | 279.3241 | 0 | 24.6759 | 62.5315 | 1.9617 | 46.7307 | 20.5535 | 0 | 1.991 | 12.6768
1995-11-24 23:00 | 232.963 | 273.67 | 0 | 22.0106 | 61.081 | 1.9621 | 42.8494 | 20.4308 | 0 | 1.9554 | 5.5261
1995-11-25 | 230.321 | 269.7135 | 0 | 29.9302 | 78.4379 | 1.9622 | 30.7972 | 20.309 | 0 | 0.8142 | 5.8377
1995-11-25 01:00 | 226.2243 | 263.9303 | 0 | 36.666 | 65.1974 | 1.962 | 30.1932 | 20.3524 | 0 | 0.8142 | 4.5844
1995-11-25 02:00 | 222.1313 | 261.5701 | 0 | 21.6003 | 77.8317 | 1.9626 | 25.2746 | 20.3066 | 0 | 0.8142 | 3.552
1995-11-25 03:00 | 218.9469 | 257.0493 | 0 | 23.3405 | 74.2229 | 1.9655 | 24.8103 | 20.3067 | 0 | 0.8142 | 1.1898
1995-11-25 04:00 | 218.7646 | 251.689 | 0 | 20.5123 | 59.6593 | 1.9531 | 24.2542 | 20.211 | 0 | 0.8142 | 2.8872
1995-11-25 05:00 | 217.6356 | 249.7487 | 0.16857 | 20.1918 | 48.1129 | 1.9517 | 24.2528 | 20.3631 | 0 | 0.7488 | 0.32368
1995-11-25 06:00 | 216.6339 | 248.566 | 4.9118 | 34.9857 | 38.7073 | 1.951 | 23.3292 | 20.5176 | 0 | 0.7642 | 0.019627
1995-11-25 07:00 | 211.8978 | 249.7198 | 29.5214 | 22.0081 | 74.1633 | 2.2654 | 21.6834 | 20.7237 | 0 | 2.1395 | 4.3941
1995-11-25 08:00 | 203.9877 | 248.6029 | 115.2628 | 24.8546 | 51.9505 | 2.5397 | 20.4133 | 20.7718 | 0 | 2.2269 | 0
1995-11-25 09:00 | 178.109 | 246.1659 | 213.0671 | 19.6363 | 42.2507 | 2.5228 | 20.0104 | 20.517 | 0 | 2.22 | 0
1995-11-25 10:00 | 153.1211 | 225.3032 | 281.2643 | 17.1571 | 44.4732 | 2.7379 | 20.2372 | 20.5299 | 0 | 3.0772 | 0
1995-11-25 11:00 | 140.3546 | 218.1023 | 318.7455 | 21.2271 | 45.9014 | 2.5813 | 24.4124 | 20.7734 | 0 | 2.5507 | 0.094233
1995-11-25 12:00 | 153.2197 | 217.7516 | 290.4074 | 20.1224 | 44.2511 | 2.5825 | 25.1212 | 20.5073 | 0 | 2.5678 | 0
1995-11-25 13:00 | 161.7172 | 208.0811 | 240.9807 | 24.2397 | 46.1527 | 2.7343 | 27.4886 | 20.5203 | 0 | 2.5728 | 0
1995-11-25 14:00 | 168.5715 | 201.322 | 162.0147 | 25.7156 | 69.3224 | 2.7351 | 30.5209 | 20.7844 | 0 | 2.8768 | 0.0016654
1995-11-25 15:00 | 189.7822 | 194.4882 | 56.6099 | 35.7711 | 82.5715 | 2.7165 | 50.1884 | 20.8152 | 0 | 3.1985 | 5.4402
1995-11-25 16:00 | 205.0625 | 191.5348 | 11.9548 | 45.4584 | 82.5715 | 2.7372 | 53.0363 | 20.8877 | 0 | 3.3934 | 13.4325
1995-11-25 17:00 | 212.7997 | 191.3699 | 0 | 27.2842 | 82.5715 | 2.8322 | 48.4895 | 20.9166 | 0 | 3.3826 | 8.0299
1995-11-25 18:00 | 216.5586 | 192.138 | 0 | 28.3033 | 82.5715 | 2.811 | 45.5164 | 20.9261 | 0 | 3.389 | 3.5506
1995-11-25 19:00 | 217.3691 | 197.4745 | 0 | 27.0965 | 82.5715 | 2.8111 | 41.7467 | 20.9221 | 0 | 3.3983 | 1.4502
1995-11-25 20:00 | 215.8087 | 200.3018 | 0 | 29.8246 | 82.5715 | 2.8116 | 42.1178 | 20.8401 | 0 | 3.3995 | 0.76633
1995-11-25 21:00 | 212.3324 | 198.6434 | 0 | 28.2245 | 82.5715 | 2.7908 | 45.8542 | 20.7403 | 0 | 3.4004 | 0.18403
1995-11-25 22:00 | 188.1509 | 173.1256 | 0 | 41.2909 | 82.5715 | 2.752 | 51.9571 | 20.6598 | 0 | 3.388 | 0.19441
1995-11-25 23:00 | 190.4905 | 164.9652 | 0 | 34.6747 | 82.5715 | 2.7518 | 49.4095 | 20.478 | 0 | 3.4178 | 0
1995-11-26 | 188.5731 | 160.8977 | 0 | 69.1949 | 82.5715 | 4.6196 | 88.9925 | 20.41 | 0 | 4.5544 | 0.72176
1995-11-26 01:00 | 187.6227 | 161.2846 | 0 | 62.4971 | 82.5715 | 4.6194 | 86.8014 | 20.3414 | 0 | 4.5403 | 1.9679
1995-11-26 02:00 | 187.0324 | 159.4295 | 0 | 50.9026 | 82.5715 | 4.6147 | 89.1502 | 20.3277 | 0 | 4.5399 | 1.9425
1995-11-26 03:00 | 187.8401 | 161.2739 | 0 | 55.4524 | 82.5715 | 4.6125 | 84.7651 | 20.3211 | 0 | 4.5128 | 0
1995-11-26 04:00 | 186.7099 | 164.4544 | 0 | 53.6745 | 82.5715 | 4.6224 | 84.0073 | 20.3322 | 0 | 4.5038 | 0
1995-11-26 05:00 | 184.0481 | 170.0038 | 0.1642 | 54.5259 | 82.5715 | 4.7703 | 85.5601 | 20.3638 | 0 | 4.502 | 0
1995-11-26 06:00 | 181.8189 | 173.271 | 3.4113 | 64.558 | 82.5715 | 4.7864 | 90.3603 | 20.575 | 0 | 4.4995 | 2.6481
1995-11-26 07:00 | 182.8593 | 178.3791 | 22.4314 | 68.5188 | 81.4735 | 4.7658 | 89.2122 | 20.7858 | 0 | 4.4749 | 3.3512
1995-11-26 08:00 | 179.6412 | 179.4213 | 96.6415 | 53.8836 | 81.4735 | 4.7453 | 87.6291 | 20.8237 | 0 | 4.4756 | 0
1995-11-26 09:00 | 168.3952 | 177.4703 | 190.5934 | 40.4384 | 82.5715 | 4.7417 | 86.1678 | 20.78 | 0 | 3.3678 | 0
1995-11-26 10:00 | 142.3712 | 164.2189 | 264.584 | 45.3305 | 82.5715 | 4.7361 | 87.043 | 20.7924 | 0 | 3.3756 | 0.3421
1995-11-26 11:00 | 134.071 | 166.312 | 293.328 | 39.1699 | 82.5715 | 4.8464 | 86.8435 | 20.8181 | 0 | 3.3467 | 0.085897
1995-11-26 12:00 | 133.0168 | 168.1206 | 282.7938 | 43.8283 | 82.5715 | 4.8316 | 86.3715 | 20.8412 | 0 | 3.3654 | 0.288
1995-11-26 13:00 | 137.9085 | 168.0855 | 239.3637 | 43.6087 | 82.5715 | 4.8461 | 85.7106 | 20.9204 | 0 | 3.3708 | 0
1995-11-26 14:00 | 153.1756 | 172.6163 | 161.7087 | 52.5526 | 82.5715 | 4.8519 | 89.1382 | 20.9281 | 0 | 3.7976 | 0
1995-11-26 15:00 | 171.1305 | 179.5924 | 70.1245 | 65.423 | 82.5715 | 4.9004 | 90.7693 | 20.9614 | 0 | 5.0171 | 7.8361
1995-11-26 16:00 | 185.3986 | 192.6451 | 24.3574 | 57.8528 | 82.5715 | 4.9097 | 91.5322 | 20.9685 | 0 | 3.9335 | 7.4188
1995-11-26 17:00 | 189.8592 | 203.1161 | 0 | 57.4188 | 82.5715 | 4.7504 | 100.1178 | 20.9864 | 0 | 4.5458 | 13.7366
1995-11-26 18:00 | 192.2102 | 208.0102 | 0 | 64.3486 | 82.5715 | 4.7441 | 99.7783 | 21.0068 | 0 | 4.548 | 13.5658
1995-11-26 19:00 | 192.4647 | 209.4385 | 0 | 64.9728 | 81.4715 | 4.7442 | 101.0491 | 20.9735 | 0 | 4.5207 | 8.6285
1995-11-26 20:00 | 190.4137 | 213.9933 | 0 | 57.0441 | 81.4715 | 4.7477 | 100.2515 | 20.9185 | 0 | 4.522 | 4.9917
1995-11-26 21:00 | 185.893 | 221.317 | 0 | 65.3289 | 81.4715 | 4.771 | 94.8064 | 20.8269 | 0 | 4.523 | 1.2042
1995-11-26 22:00 | 171.289 | 205.6067 | 0 | 56.5439 | 81.4715 | 4.7232 | 94.0617 | 20.7725 | 0 | 4.5095 | 3.51
1995-11-26 23:00 | 167.0786 | 199.4437 | 0 | 57.1747 | 81.4715 | 4.7266 | 89.2652 | 20.625 | 0 | 4.5159 | 1.3581
1995-11-27 | 163.3038 | 196.6709 | 0 | 59.9164 | 81.4715 | 4.7387 | 107.4145 | 20.4666 | 0 | 11.2003 | 0.46138
1995-11-27 01:00 | 158.9513 | 192.7323 | 0 | 57.2402 | 81.4715 | 4.7315 | 109.5725 | 20.3957 | 0 | 10.0697 | 0.030963
1995-11-27 02:00 | 154.6548 | 187.7154 | 0 | 53.9829 | 81.4715 | 4.7107 | 107.8155 | 20.3779 | 0 | 10.0694 | 0.11148
1995-11-27 03:00 | 152.0214 | 183.9368 | 0 | 58.0961 | 81.4715 | 4.6712 | 105.1605 | 20.4005 | 0 | 10.0825 | 0.034226
1995-11-27 04:00 | 147.9297 | 180.9047 | 0 | 57.9444 | 81.4715 | 4.6706 | 106.6045 | 20.3954 | 0 | 11.1059 | 0.91032
1995-11-27 05:00 | 143.6521 | 174.2979 | 0.15378 | 51.5406 | 81.4715 | 4.6919 | 119.7827 | 20.4175 | 0 | 14.1464 | 1.5079
1995-11-27 06:00 | 140.2286 | 170.5539 | 3.0414 | 79.0736 | 81.4715 | 4.6917 | 119.1731 | 20.46 | 0 | 15.3337 | 5.505
1995-11-27 07:00 | 135.9902 | 168.5079 | 17.7669 | 64.4639 | 81.4715 | 4.6937 | 129.9075 | 20.5464 | 0 | 16.7768 | 4.3733
1995-11-27 08:00 | 131.1759 | 164.6133 | 86.853 | 68.3264 | 81.4715 | 4.6724 | 112.8643 | 20.5941 | 0 | 15.7448 | 4.8303
1995-11-27 09:00 | 118.3383 | 161.5282 | 175.2494 | 59.4371 | 81.4715 | 4.6616 | 104.9565 | 20.6439 | 0 | 15.9768 | 5.0174
1995-11-27 10:00 | 102.8016 | 158.3928 | 238.4748 | 62.5784 | 81.4715 | 4.6193 | 106.1859 | 20.5704 | 0 | 16.6843 | 1.2913
1995-11-27 11:00 | 98.879 | 151.4739 | 263.8222 | 60.7348 | 81.4715 | 4.5774 | 105.4927 | 20.5459 | 0 | 14.4762 | 0.72023
1995-11-27 12:00 | 97.7353 | 144.9406 | 257.9068 | 53.9803 | 81.4715 | 4.5571 | 136.6119 | 20.5697 | 0 | 13.8529 | 0.47739
1995-11-27 13:00 | 104.4744 | 139.482 | 218.0397 | 63.9401 | 81.4715 | 4.5842 | 133.6035 | 20.517 | 0 | 11.9256 | 0.23586
1995-11-27 14:00 | 111.3794 | 133.133 | 154.002 | 68.4164 | 81.4715 | 4.6455 | 117.5423 | 20.5184 | 0 | 11.6883 | 16.4789
1995-11-27 15:00 | 121.14 | 135.5505 | 71.0054 | 73.1909 | 81.4715 | 4.6727 | 132.2774 | 20.6069 | 0 | 11.6997 | 27.2409
1995-11-27 16:00 | 122.1355 | 133.5148 | 19.2884 | 97.241 | 81.4715 | 4.6741 | 115.8608 | 20.6609 | 0 | 11.7475 | 51.0981
1995-11-27 17:00 | 122.7303 | 132.6938 | 0 | 88.927 | 82.564 | 4.8209 | 142.1064 | 20.7161 | 0 | 11.7366 | 41.864
1995-11-27 18:00 | 123.6061 | 132.8012 | 0 | 111.3971 | 82.564 | 4.8012 | 140.4798 | 20.7209 | 0 | 12.5301 | 29.7675
1995-11-27 19:00 | 122.972 | 131.1573 | 0 | 74.5158 | 82.564 | 4.7954 | 131.6913 | 20.7288 | 0 | 11.7156 | 52.7375
1995-11-27 20:00 | 122.3116 | 126.0636 | 0 | 66.0609 | 82.564 | 4.7253 | 144.5114 | 20.6271 | 0 | 11.7168 | 26.3567
1995-11-27 21:00 | 120.396 | 120.6297 | 0 | 89.7975 | 82.564 | 4.7213 | 127.2815 | 20.6108 | 0 | 11.7177 | 39.3804
1995-11-27 22:00 | 126.4943 | 115.4922 | 0 | 93.6659 | 82.564 | 4.7261 | 140.4482 | 20.6002 | 0 | 11.5424 | 16.7003
1995-11-27 23:00 | 125.5301 | 114.663 | 0 | 85.925 | 82.564 | 4.7312 | 139.7855 | 20.5032 | 0 | 11.41 | 14.1566
1995-11-28 | 124.6201 | 118.0243 | 0 | 81.9449 | 82.564 | 4.7366 | 141.3585 | 20.3168 | 0 | 14.5156 | 8.6421
1995-11-28 01:00 | 123.9174 | 120.8299 | 0 | 67.7752 | 82.564 | 4.7427 | 150.1447 | 20.288 | 0 | 12.9378 | 2.5168
1995-11-28 02:00 | 123.7072 | 124.1479 | 0 | 71.0895 | 82.564 | 4.7603 | 138.3136 | 20.2706 | 0 | 12.7911 | 2.5752
1995-11-28 03:00 | 122.6431 | 128.2324 | 0 | 57.8407 | 82.564 | 4.7948 | 141.8705 | 20.2565 | 0 | 12.8031 | 0.32817
1995-11-28 04:00 | 122.2121 | 132.5248 | 0 | 54.4805 | 82.564 | 4.788 | 131.5895 | 20.2551 | 0 | 10.6042 | 0.07
1995-11-28 05:00 | 123.6206 | 136.4857 | 0.14457 | 60.035 | 82.564 | 4.7826 | 123.0301 | 20.2681 | 0 | 12.5293 | 0.012506
1995-11-28 06:00 | 127.1862 | 138.4747 | 2.5851 | 54.8169 | 82.564 | 4.757 | 138.4719 | 20.2977 | 0 | 11.9629 | 3.8023
1995-11-28 07:00 | 130.6382 | 141.7038 | 16.779 | 83.7961 | 82.564 | 4.7831 | 142.8166 | 20.3542 | 0 | 15.681 | 7.5066
1995-11-28 08:00 | 133.0018 | 147.4978 | 90.1399 | 61.831 | 82.564 | 4.7958 | 141.3348 | 20.2957 | 0 | 12.0528 | 0.14909
1995-11-28 09:00 | 132.5176 | 151.1893 | 181.635 | 47.659 | 82.564 | 4.773 | 104.0919 | 20.3822 | 0 | 8.9625 | 0.07
1995-11-28 10:00 | 117.0587 | 151.8905 | 251.4795 | 51.7387 | 82.564 | 4.7532 | 89.9946 | 20.3782 | 0 | 8.9692 | 0
1995-11-28 11:00 | 111.8281 | 144.7165 | 289.1711 | 45.9728 | 78.8464 | 4.7441 | 92.4308 | 20.3268 | 0 | 8.9445 | 0.07
1995-11-28 12:00 | 106.6381 | 141.067 | 289.8168 | 57.8801 | 77.3117 | 4.7677 | 80.9606 | 20.4139 | 0 | 8.9604 | 4.32
1995-11-28 13:00 | 115.2359 | 149.34 | 238.1769 | 57.7155 | 77.5547 | 4.7584 | 94.2043 | 20.4146 | 0 | 8.9651 | 0.024519
1995-11-28 14:00 | 127.8561 | 141.263 | 167.3722 | 61.3444 | 82.564 | 4.77 | 116.1758 | 20.4046 | 0 | 9.3999 | 0
1995-11-28 15:00 | 136.2192 | 148.6141 | 90.2623 | 63.5742 | 82.564 | 4.7694 | 122.7371 | 20.4167 | 0 | 13.7449 | 2.4002
1995-11-28 16:00 | 148.906 | 156.6391 | 18.3729 | 78.3235 | 82.564 | 4.7571 | 133.9791 | 20.5355 | 0 | 15.4488 | 8.516
1995-11-28 17:00 | 160.6743 | 165.7362 | 0 | 64.2303 | 82.564 | 4.7518 | 139.2735 | 20.6329 | 0 | 14.5482 | 8.0305
1995-11-28 18:00 | 167.9224 | 171.0693 | 0 | 57.9359 | 82.564 | 4.5833 | 148.7313 | 20.6279 | 0 | 13.3747 | 8.2579
1995-11-28 19:00 | 172.1286 | 174.371 | 0 | 59.7128 | 82.4886 | 4.092 | 142.6993 | 20.6056 | 0 | 12.3658 | 9.099
1995-11-28 20:00 | 172.1482 | 174.1802 | 0 | 52.1266 | 81.9396 | 4.1439 | 148.1219 | 20.5551 | 0 | 12.8612 | 13.7777
1995-11-28 21:00 | 170.7023 | 168.343 | 0 | 67.6008 | 80.0731 | 4.1493 | 134.5377 | 20.3492 | 0 | 12.8 | 6.1991
1995-11-28 22:00 | 164.5132 | 159.4376 | 0 | 58.2059 | 79.6053 | 4.1761 | 122.9681 | 20.2771 | 0 | 12.8253 | 19.8858
1995-11-28 23:00 | 160.3982 | 146.1048 | 0 | 61.5548 | 78.8686 | 4.1811 | 132.5085 | 20.0457 | 0 | 12.5236 | 3.6672
1995-11-29 | 154.1994 | 139.6925 | 0 | 70.9568 | 75.8775 | 4.1223 | 119.2571 | 20.0678 | 0 | 7.2994 | 17.3323
1995-11-29 01:00 | 150.9238 | 131.3019 | 0 | 68.3006 | 76.8645 | 4.0956 | 112.6857 | 19.9794 | 0 | 7.2862 | 5.3757
1995-11-29 02:00 | 147.6879 | 124.1572 | 0 | 86.0531 | 77.2724 | 4.0984 | 109.0751 | 19.945 | 0 | 7.2859 | 2.5493
1995-11-29 03:00 | 146.8173 | 121.6877 | 0 | 77.4813 | 78.4071 | 3.9645 | 108.761 | 19.9275 | 0 | 7.2989 | 6.1924
1995-11-29 04:00 | 145.8894 | 119.8026 | 0 | 55.6769 | 78.8777 | 3.9651 | 105.3277 | 19.9793 | 0 | 7.2905 | 11.3822
1995-11-29 05:00 | 147.3688 | 120.9758 | 0.09761 | 58.0608 | 77.8525 | 3.9654 | 104.0658 | 19.946 | 0 | 7.9889 | 3.679
1995-11-29 06:00 | 148.6734 | 120.7539 | 1.4321 | 51.5043 | 77.4989 | 3.9656 | 107.1521 | 20.2221 | 0 | 8.2032 | 1.1748
1995-11-29 07:00 | 151.6805 | 122.7 | 14.6339 | 53.8622 | 79.7371 | 3.9655 | 120.2595 | 20.5077 | 0 | 11.3847 | 0.23226
1995-11-29 08:00 | 150.959 | 124.5091 | 86.2552 | 58.9433 | 80.0021 | 3.9693 | 117.7188 | 20.5735 | 0 | 9.336 | 1.8654
1995-11-29 09:00 | 146.4747 | 124.556 | 172.3252 | 53.7271 | 80.9245 | 3.9688 | 93.9406 | 20.4477 | 0 | 8.0508 | 0
1995-11-29 10:00 | 131.4501 | 122.6026 | 229.8662 | 55.1439 | 80.5661 | 3.9642 | 89.7763 | 20.5564 | 0 | 7.3286 | 0
1995-11-29 11:00 | 112.296 | 120.0942 | 265.5719 | 60.477 | 81.4715 | 3.9638 | 82.4929 | 20.5399 | 0 | 7.331 | 0
1995-11-29 12:00 | 111.2263 | 104.8311 | 269.393 | 62.2681 | 81.4715 | 3.9421 | 86.4472 | 20.559 | 0 | 7.5372 | 3.014
1995-11-29 13:00 | 115.6444 | 105.0575 | 231.9202 | 63.4896 | 81.4715 | 3.9597 | 89.1539 | 20.4881 | 0 | 8.0534 | 9.2877
1995-11-29 14:00 | 130.9067 | 102.2294 | 158.0224 | 67.8315 | 81.4715 | 3.9462 | 104.1382 | 20.581 | 0 | 8.0313 | 15.2958
1995-11-29 15:00 | 133.3621 | 103.1061 | 84.5827 | 66.4171 | 81.4715 | 3.9427 | 126.6795 | 20.532 | 0 | 10.071 | 22.6971
1995-11-29 16:00 | 147.5936 | 104.1249 | 16.2443 | 79.9969 | 81.4715 | 4.4346 | 135.3306 | 20.5642 | 0 | 11.2106 | 26.3449
1995-11-29 17:00 | 156.9784 | 111.1476 | 0 | 69.6185 | 81.4715 | 4.748 | 126.7554 | 20.6095 | 0 | 11.9891 | 15.2739
1995-11-29 18:00 | 162.2452 | 119.3955 | 0 | 69.5697 | 81.4715 | 4.7503 | 126.1662 | 20.6142 | 0 | 12.3563 | 12.5978
1995-11-29 19:00 | 163.3233 | 127.6659 | 0 | 62.996 | 81.4715 | 4.7557 | 129.4838 | 20.6269 | 0 | 13.1006 | 7.5836
1995-11-29 20:00 | 164.3598 | 127.8866 | 0 | 65.6413 | 81.4715 | 4.758 | 125.7731 | 20.4644 | 0 | 13.0147 | 7.9984
1995-11-29 21:00 | 163.1627 | 127.111 | 0 | 62.1385 | 81.4715 | 4.7457 | 131.314 | 20.4487 | 0 | 10.4302 | 3.8696
1995-11-29 22:00 | 163.9832 | 127.2966 | 0 | 63.4779 | 81.4715 | 4.7474 | 119.8345 | 20.4143 | 0 | 9.9114 | 0.41717
1995-11-29 23:00 | 166.4422 | 130.9621 | 0 | 52.8937 | 81.4715 | 4.7488 | 112.3694 | 20.2704 | 0 | 9.9168 | 0
1995-11-30 | 166.8331 | 132.4617 | 0 | 79.9203 | 81.4715 | 4.5552 | 94.5124 | 20.2082 | 0 | 7.7805 | 0
1995-11-30 01:00 | 169.1213 | 138.9692 | 0 | 68.8042 | 81.4715 | 2.9699 | 88.1267 | 20.1235 | 0 | 2.6299 | 0.049207
1995-11-30 02:00 | 170.986 | 142.3951 | 0 | 55.2715 | 81.4715 | 2.4802 | 87.8422 | 20.0034 | 0 | 2.1389 | 0.26104
1995-11-30 03:00 | 173.4304 | 147.5825 | 0 | 57.7496 | 81.4715 | 2.4785 | 87.9486 | 19.9038 | 0 | 2.1514 | 0
1995-11-30 04:00 | 172.3891 | 149.1925 | 0 | 43.9686 | 81.4715 | 2.4573 | 87.3148 | 19.9673 | 0 | 1.4974 | 0
1995-11-30 05:00 | 175.1023 | 148.9385 | 0.099234 | 40.9538 | 81.4715 | 2.4546 | 87.1702 | 19.9049 | 0 | 2.1006 | 0
1995-11-30 06:00 | 174.7242 | 149.9668 | 1.5696 | 50.5414 | 80.2631 | 2.4529 | 87.4496 | 20.2818 | 0 | 2.1062 | 0
1995-11-30 07:00 | 177.3696 | 151.9224 | 11.3741 | 75.7433 | 81.4715 | 2.5393 | 92.9484 | 20.3862 | 0 | 2.1726 | 3.3937
1995-11-30 08:00 | 176.8602 | 159.64 | 70.2464 | 66.6942 | 80.8634 | 3.9719 | 88.5696 | 20.3437 | 0 | 2.1231 | 1.8203
1995-11-30 09:00 | 155.7833 | 164.1436 | 156.4802 | 52.8381 | 73.8011 | 3.3106 | 82.4207 | 20.5108 | 0 | 2.1152 | 0
1995-11-30 10:00 | 153.5514 | 162.2465 | 211.8902 | 51.1713 | 60.5827 | 3.9718 | 79.3143 | 20.5327 | 0 | 2.1234 | 0
1995-11-30 11:00 | 126.2974 | 164.2715 | 267.1131 | 52.4987 | 54.6836 | 3.9713 | 75.561 | 20.4871 | 0 | 0.99775 | 0
1995-11-30 12:00 | 140.4212 | 166.3771 | 255.6424 | 52.4372 | 53.2364 | 3.9946 | 72.7166 | 20.4742 | 0 | 1.0143 | 0.026438
1995-11-30 13:00 | 139.4405 | 170.9585 | 234.4938 | 54.1295 | 55.9708 | 3.9955 | 72.0561 | 20.5115 | 0 | 1.0692 | 0
1995-11-30 14:00 | 145.2282 | 180.705 | 168.7339 | 58.1742 | 70.5657 | 4.016 | 84.8291 | 20.5744 | 0 | 1.048 | 2.2418
1995-11-30 15:00 | 158.5999 | 187.6336 | 78.1483 | 65.9494 | 77.722 | 4.0384 | 91.8942 | 20.6776 | 0 | 2.2008 | 6.5422
1995-11-30 16:00 | 178.8012 | 193.9086 | 13.1514 | 78.7072 | 78.0306 | 4.0308 | 97.6308 | 20.6754 | 0 | 2.2062 | 5.2636
1995-11-30 17:00 | 190.1437 | 199.6031 | 0 | 72.1903 | 75.8775 | 3.203 | 92.8897 | 20.62 | 0 | 2.1958 | 0.72351
1995-11-30 18:00 | 193.9857 | 199.4528 | 0 | 67.4989 | 75.8775 | 4.0282 | 94.8945 | 20.5784 | 0 | 2.202 | 1.2451
1995-11-30 19:00 | 190.5471 | 198.5251 | 0 | 71.0768 | 75.8775 | 4.0059 | 94.9791 | 20.7049 | 0 | 2.2109 | 3.4363
1995-11-30 20:00 | 186.27 | 196.7227 | 0 | 69.629 | 75.8775 | 4.0066 | 94.0643 | 20.6258 | 0 | 2.2121 | 6.9542
1995-11-30 21:00 | 183.5321 | 191.152 | 0 | 71.5719 | 75.8775 | 2.4572 | 89.4711 | 20.3481 | 0 | 2.1617 | 21.9473
1995-11-30 22:00 | 165.7762 | 172.9754 | 0 | 82.7589 | 75.8775 | 2.6672 | 87.1954 | 20.3239 | 0 | 2.1497 | 24.6648
1995-11-30 23:00 | 166.7361 | 178.5327 | 0 | 61.788 | 74.7795 | 2.4572 | 86.6949 | 20.2089 | 0 | 2.1516 | 0.27817
1995-12-01 | 164.2862 | 184.8046 | 0 | 65.2664 | 74.8162 | 4.138 | 134.3866 | 19.8564 | 0 | 3.2699 | 0.24846
1995-12-01 01:00 | 159.2472 | 190.4953 | 0 | 54.5436 | 75.4114 | 2.431 | 132.799 | 19.7115 | 0 | 2.1317 | 0.23512
1995-12-01 02:00 | 156.4363 | 201.2636 | 0 | 53.7172 | 75.8852 | 2.4256 | 113.1051 | 19.7278 | 0 | 2.1314 | 0.16791
1995-12-01 03:00 | 152.5529 | 201.5246 | 0 | 52.683 | 76.2274 | 2.4236 | 107.5324 | 19.9141 | 0 | 2.1463 | 0
1995-12-01 04:00 | 148.8008 | 197.0278 | 0 | 41.9863 | 76.4954 | 2.4211 | 99.9841 | 19.8212 | 0 | 2.0946 | 0
1995-12-01 05:00 | 145.6985 | 189.8284 | 0.1073 | 41.5714 | 76.2968 | 2.4181 | 98.5337 | 19.9371 | 0 | 2.0928 | 0
1995-12-01 06:00 | 143.3898 | 181.9677 | 0.69218 | 45.7528 | 76.9993 | 2.4162 | 101.3584 | 20.1982 | 0 | 2.0995 | 0.042123
1995-12-01 07:00 | 143.07 | 179.3007 | 9.6895 | 67.9013 | 80.3735 | 2.4148 | 126.5476 | 20.3738 | 0 | 2.1265 | 0
1995-12-01 08:00 | 141.108 | 180.7998 | 85.6754 | 44.4543 | 80.3735 | 2.6137 | 99.9655 | 20.3594 | 0 | 2.1271 | 0
1995-12-01 09:00 | 125.413 | 182.1061 | 188.7844 | 40.2128 | 80.3735 | 2.8876 | 76.7344 | 20.4292 | 0 | 2.1192 | 0
1995-12-01 10:00 | 104.667 | 171.189 | 263.7014 | 40.7499 | 80.3735 | 2.8892 | 69.0343 | 20.3614 | 0 | 1.0274 | 0.011978
1995-12-01 11:00 | 90.2035 | 169.8502 | 305.8094 | 39.2462 | 80.3735 | 2.8909 | 71.0086 | 20.3806 | 0 | 0.99685 | 0.023343
1995-12-01 12:00 | 87.2158 | 164.8377 | 308.6686 | 41.7957 | 80.3735 | 2.8925 | 75.9187 | 20.3763 | 0 | 1.8973 | 0.01911
1995-12-01 13:00 | 87.2468 | 158.1497 | 272.7836 | 41.448 | 80.3735 | 3.2194 | 77.9206 | 20.4134 | 0 | 2.5224 | 0
1995-12-01 14:00 | 98.0274 | 158.2869 | 191.4108 | 44.1647 | 81.4715 | 4.7966 | 82.6688 | 20.5207 | 0 | 8.6556 | 0.39896
1995-12-01 15:00 | 109.7303 | 159.2516 | 85.2089 | 66.9412 | 81.4715 | 4.8038 | 121.0817 | 20.5622 | 0 | 13.7779 | 2.6841
1995-12-01 16:00 | 119.9263 | 160.4011 | 20.6211 | 68.765 | 81.4715 | 4.8315 | 136.9998 | 20.63 | 0 | 20.1229 | 2.3584
1995-12-01 17:00 | 127.0962 | 166.1727 | 0 | 51.5386 | 81.4715 | 4.8769 | 135.1781 | 20.5705 | 0 | 14.5936 | 2.1989
1995-12-01 18:00 | 128.5894 | 166.9824 | 0 | 56.7235 | 81.4715 | 4.8606 | 136.4324 | 20.5303 | 0 | 14.601 | 9.3288
1995-12-01 19:00 | 126.1184 | 160.4295 | 0 | 61.091 | 81.4715 | 4.8387 | 136.6997 | 20.4937 | 0 | 14.6485 | 7.411
1995-12-01 20:00 | 121.5804 | 152.7548 | 0 | 64.9867 | 81.4715 | 4.8212 | 135.9048 | 20.4905 | 0 | 16.0499 | 1.4891
1995-12-01 21:00 | 114.8616 | 135.8034 | 0 | 60.9999 | 81.4715 | 4.8231 | 135.0421 | 20.3066 | 0 | 14.651 | 8.0246
1995-12-01 22:00 | 100.7934 | 116.9574 | 0 | 63.0526 | 81.4715 | 4.8028 | 134.1846 | 20.2157 | 0 | 15.159 | 17.1288
1995-12-01 23:00 | 99.5422 | 110.3287 | 0 | 64.8425 | 81.4715 | 4.8037 | 133.1622 | 20.119 | 0 | 15.5253 | 2.413
1995-12-02 | 97.3501 | 108.0979 | 0 | 65.5112 | 81.4715 | 4.8042 | 132.6951 | 19.9461 | 0 | 13.5164 | 12.7243
1995-12-02 01:00 | 97.6902 | 106.406 | 0 | 63.7802 | 81.4715 | 4.8214 | 131.3959 | 19.8794 | 0 | 13.8431 | 1.9464
1995-12-02 02:00 | 95.0431 | 102.0182 | 0 | 57.9567 | 81.4715 | 4.8213 | 130.7773 | 19.7374 | 0 | 13.3843 | 4.9735
1995-12-02 03:00 | 91.2661 | 93.408 | 0 | 57.706 | 81.4715 | 4.8199 | 130.2821 | 19.8313 | 0 | 13.7371 | 0.8944
1995-12-02 04:00 | 87.6446 | 87.6675 | 0 | 54.5771 | 81.4715 | 4.7952 | 129.574 | 19.8797 | 0 | 12.949 | 0
1995-12-02 05:00 | 82.6003 | 91.0756 | 0.10391 | 54.3949 | 81.4715 | 4.7916 | 129.9288 | 19.9886 | 0 | 11.3097 | 0.05224
1995-12-02 06:00 | 78.6228 | 95.2127 | 1.1119 | 49.2537 | 81.4715 | 4.7879 | 130.7254 | 20.2719 | 0 | 11.8964 | 0.81685
1995-12-02 07:00 | 75.3888 | 93.6818 | 13.9863 | 65.9569 | 81.4715 | 4.7834 | 132.3122 | 20.5073 | 0 | 15.239 | 0.95993
1995-12-02 08:00 | 70.9031 | 91.2318 | 83.0343 | 53.4659 | 81.4715 | 4.7783 | 119.3507 | 20.5537 | 0 | 14.0221 | 0.68926
1995-12-02 09:00 | 62.0184 | 90.9243 | 171.2415 | 52.5419 | 81.4715 | 4.7719 | 83.9297 | 20.5099 | 0 | 15.0489 | 0.037106
1995-12-02 10:00 | 49.6972 | 89.4323 | 233.4914 | 53.3091 | 81.4715 | 4.7653 | 82.866 | 20.5209 | 0 | 15.103 | 0
1995-12-02 11:00 | 43.0541 | 85.4764 | 263.1716 | 50.8664 | 81.4715 | 4.7397 | 85.8313 | 20.551 | 0 | 15.3835 | 0.46626
1995-12-02 12:00 | 41.3545 | 81.8217 | 256.777 | 52.1068 | 81.4715 | 4.7433 | 85.9886 | 20.6148 | 0 | 16.3548 | 0.48782
1995-12-02 13:00 | 41.5684 | 79.1596 | 219.4912 | 53.341 | 81.4715 | 4.7485 | 85.9901 | 20.5964 | 0 | 17.0144 | 0.37689
1995-12-02 14:00 | 42.971 | 89.3331 | 155.8745 | 56.8001 | 81.4715 | 4.7579 | 91.5379 | 20.6239 | 0 | 21.5732 | 4.6315
1995-12-02 15:00 | 51.25 | 98.9862 | 78.5892 | 63.9943 | 81.4715 | 4.767 | 115.0488 | 20.6417 | 0 | 22.5561 | 4.2993
1995-12-02 16:00 | 59.8958 | 99.6662 | 24.3713 | 69.0297 | 81.4715 | 4.777 | 137.0689 | 20.7146 | 0 | 21.9589 | 5.9848
1995-12-02 17:00 | 67.6366 | 99.7315 | 0 | 75.8317 | 81.4715 | 4.7727 | 138.8027 | 20.7235 | 0 | 21.8038 | 8.364
1995-12-02 18:00 | 71.372 | 101.2625 | 0 | 67.3442 | 81.4715 | 4.7772 | 137.4825 | 20.6488 | 0 | 21.2283 | 12.2194
1995-12-02 19:00 | 70.2001 | 99.943 | 0 | 72.2547 | 81.4715 | 4.7746 | 137.9737 | 20.6427 | 0 | 18.8064 | 10.7183
1995-12-02 20:00 | 68.4412 | 96.2113 | 0 | 76.8862 | 81.4715 | 4.7959 | 137.9081 | 20.6595 | 0 | 18.3281 | 15.539
1995-12-02 21:00 | 69.5748 | 98.1034 | 0 | 69.5391 | 81.4715 | 4.7019 | 138.0246 | 20.5475 | 0 | 16.3903 | 10.2036
1995-12-02 22:00 | 72.5769 | 103.9074 | 0 | 59.3522 | 81.4715 | 4.7262 | 137.0057 | 20.4613 | 0 | 15.6619 | 9.7726
1995-12-02 23:00 | 74.6373 | 109.996 | 0 | 61.4669 | 81.4715 | 4.7278 | 135.6834 | 20.3059 | 0 | 14.3716 | 0.3198
1995-12-03 | 78.7829 | 108.9861 | 0 | 84.6476 | 81.4715 | 3.1077 | 84.9932 | 20.0264 | 0 | 3.3929 | 7.6469
1995-12-03 01:00 | 82.3759 | 103.7243 | 0 | 82.9837 | 81.4715 | 3.1079 | 80.297 | 19.9326 | 0 | 3.3806 | 4.9349
1995-12-03 02:00 | 88.5879 | 110.4479 | 0 | 73.2911 | 81.4715 | 3.1412 | 71.9234 | 19.881 | 0 | 3.3803 | 2.4801
1995-12-03 03:00 | 93.7117 | 118.4416 | 0 | 66.212 | 81.4715 | 3.1404 | 66.1661 | 19.9266 | 0 | 3.3925 | 0.054624
1995-12-03 04:00 | 98.4249 | 124.982 | 0 | 65.2598 | 81.4715 | 3.1 | 66.8486 | 20.1286 | 0 | 3.3847 | 0.054283
1995-12-03 05:00 | 102.6887 | 131.9722 | 0.091479 | 66.4621 | 81.4715 | 3.0988 | 68.1515 | 20.1572 | 0 | 3.3831 | 0
1995-12-03 06:00 | 106.8656 | 135.9727 | 0.90812 | 70.1122 | 81.4715 | 2.9409 | 69.6021 | 20.3552 | 0 | 3.4399 | 2.0543
1995-12-03 07:00 | 111.0806 | 140.3074 | 8.4727 | 80.1466 | 82.5695 | 2.9584 | 80.2143 | 20.5796 | 0 | 3.4643 | 5.9039
1995-12-03 08:00 | 112.3705 | 144.2628 | 57.5308 | 73.2219 | 82.5695 | 2.9578 | 84.5839 | 20.6767 | 0 | 3.4649 | 1.5472
1995-12-03 09:00 | 106.8707 | 146.8608 | 127.9195 | 70.4972 | 82.5695 | 2.956 | 67.9121 | 20.6481 | 0 | 3.4071 | 0.73966
1995-12-03 10:00 | 91.0962 | 143.4251 | 192.1689 | 61.5681 | 82.5695 | 2.9569 | 66.7263 | 20.6006 | 0 | 3.4138 | 0.054099
1995-12-03 11:00 | 82.627 | 139.627 | 234.7207 | 65.9625 | 82.5695 | 2.9421 | 69.9763 | 20.5923 | 0 | 3.3888 | 0.29344
1995-12-03 12:00 | 82.7583 | 142.3919 | 230.5877 | 63.8669 | 82.5695 | 2.9438 | 69.1937 | 20.5893 | 0 | 3.4562 | 0.22712
1995-12-03 13:00 | 85.5045 | 146.421 | 198.1729 | 67.0959 | 82.5695 | 2.9355 | 81.3951 | 20.5744 | 0 | 3.461 | 2.6885
1995-12-03 14:00 | 97.3518 | 148.4479 | 145.2093 | 75.8777 | 82.5695 | 2.9357 | 79.8004 | 20.6208 | 0 | 3.4403 | 5.2216
1995-12-03 15:00 | 116.0707 | 156.269 | 72.4657 | 73.5352 | 82.5695 | 2.9351 | 81.4775 | 20.6566 | 0 | 3.4508 | 8.191
1995-12-03 16:00 | 127.3446 | 163.1038 | 23.9733 | 82.2484 | 82.5695 | 2.9395 | 73.7839 | 20.6848 | 0 | 3.2328 | 21.1679
1995-12-03 17:00 | 138.4876 | 171.2089 | 0 | 81.6049 | 82.5695 | 2.9391 | 75.3854 | 20.6994 | 0 | 2.5958 | 28.88
1995-12-03 18:00 | 145.8498 | 178.9182 | 0 | 85.8791 | 82.5695 | 2.8921 | 73.1474 | 20.5886 | 0 | 2.6019 | 15.0836
1995-12-03 19:00 | 150.9368 | 183.3171 | 0 | 77.2822 | 83.6695 | 2.9015 | 72.3714 | 20.6051 | 0 | 2.6107 | 13.4596
1995-12-03 20:00 | 155.3914 | 187.402 | 0 | 75.2963 | 83.6695 | 2.8602 | 62.8862 | 20.6044 | 0 | 2.5605 | 7.375
1995-12-03 21:00 | 158.1829 | 192.2843 | 0 | 75.236 | 83.6695 | 2.9553 | 63.7928 | 20.479 | 0 | 2.5614 | 5.7564
1995-12-03 22:00 | 166.4362 | 204.9234 | 0 | 68.8628 | 83.6695 | 2.9452 | 56.168 | 20.3624 | 0 | 2.5497 | 1.2208
1995-12-03 23:00 | 168.4498 | 218.1595 | 0 | 66.2427 | 83.6695 | 2.8509 | 52.4857 | 20.26 | 0 | 2.5542 | 0.74567
1995-12-04 | 171.6707 | 227.0115 | 0 | 82.526 | 83.6695 | 1.6646 | 25.9759 | 20.1426 | 0 | 0.32822 | 0.21228
1995-12-04 01:00 | 177.2162 | 231.9284 | 0 | 73.416 | 83.6695 | 1.6646 | 25.5986 | 20.021 | 0 | 0.32822 | 0.047228
1995-12-04 02:00 | 188.0899 | 231.9734 | 0 | 64.9239 | 83.6695 | 1.6648 | 25.3717 | 19.961 | 0 | 0.32822 | 0.04697
1995-12-04 03:00 | 198.6992 | 231.0209 | 0 | 62.6311 | 83.6695 | 1.6642 | 24.5694 | 19.9558 | 0 | 0.32822 | 0.049755
1995-12-04 04:00 | 206.9837 | 232.4812 | 0 | 58.8708 | 83.6695 | 1.6861 | 25.8942 | 19.9831 | 0 | 0.32822 | 0.048916
1995-12-04 05:00 | 215.9632 | 238.0175 | 0.032417 | 61.3037 | 82.5715 | 1.6848 | 24.3935 | 20.0154 | 0 | 0.32822 | 0.030644
1995-12-04 06:00 | 223.5387 | 245.3042 | 0.3984 | 67.7821 | 81.914 | 1.6748 | 28.9973 | 20.1139 | 0 | 0.32822 | 0.39825
1995-12-04 07:00 | 228.444 | 254.3669 | 8.3794 | 71.9118 | 81.914 | 1.6752 | 33.9577 | 20.1697 | 0 | 0.34102 | 0.58038
1995-12-04 08:00 | 230.348 | 261.3186 | 67.5462 | 71.4372 | 81.914 | 1.6766 | 27.1681 | 20.264 | 0 | 0.34102 | 0.26505
1995-12-04 09:00 | 221.6677 | 264.4153 | 156.2918 | 72.5003 | 81.914 | 1.6774 | 27.2439 | 20.3132 | 0 | 0.34102 | 0
1995-12-04 10:00 | 215.3865 | 271.6008 | 206.6355 | 67.2401 | 81.914 | 1.6785 | 27.611 | 20.2848 | 0 | 0.34102 | 0
1995-12-04 11:00 | 208.422 | 267.1521 | 237.4986 | 70.6677 | 81.914 | 1.68 | 27.5179 | 20.2544 | 0 | 0.34102 | 0
1995-12-04 12:00 | 218.9991 | 259.1919 | 230.9637 | 73.9593 | 81.914 | 1.6815 | 40.3296 | 20.2741 | 0 | 0.34102 | 0
1995-12-04 13:00 | 223.7039 | 255.8069 | 207.6752 | 76.2272 | 81.914 | 1.6821 | 40.3263 | 20.2596 | 0 | 0.34102 | 0.05358
1995-12-04 14:00 | 250.3808 | 260.6503 | 147.7051 | 80.9864 | 81.914 | 1.6826 | 40.4001 | 20.2658 | 0 | 0.34102 | 0.0893
1995-12-04 15:00 | 270.9805 | 276.5299 | 74.5549 | 86.1726 | 81.914 | 1.6704 | 40.5953 | 20.3133 | 0 | 0.34102 | 2.4613
1995-12-04 16:00 | 288.2468 | 284.9426 | 20.3355 | 104.7962 | 81.914 | 1.694 | 41.8057 | 20.3794 | 0 | 0.34102 | 15.2587
1995-12-04 17:00 | 296.9318 | 286.6663 | 0 | 87.165 | 81.914 | 1.6936 | 42.9465 | 20.4594 | 0 | 0.34102 | 5.9751
1995-12-04 18:00 | 298.2868 | 285.7698 | 0 | 83.6693 | 81.914 | 1.6355 | 43.9254 | 20.4469 | 0 | 0.34102 | 11.2701
1995-12-04 19:00 | 294.7708 | 283.6183 | 0 | 76.8606 | 81.914 | 1.6353 | 43.7588 | 20.4666 | 0 | 0.34102 | 5.4155
1995-12-04 20:00 | 291.384 | 282.513 | 0 | 79.2388 | 81.914 | 1.6361 | 43.6119 | 20.3837 | 0 | 0.34102 | 2.2355
1995-12-04 21:00 | 287.0048 | 283.4806 | 0 | 75.8557 | 81.914 | 1.6365 | 43.5998 | 20.371 | 0 | 0.34102 | 2.3864
1995-12-04 22:00 | 270.4211 | 275.7351 | 0 | 95.607 | 81.914 | 1.6479 | 42.6808 | 20.2832 | 0 | 0.34102 | 0.95792
1995-12-04 23:00 | 271.6563 | 273.5846 | 0 | 80.2344 | 81.914 | 1.655 | 42.2836 | 20.1674 | 0 | 0.32822 | 0.23752
1995-12-05 | 274.8059 | 274.1112 | 0 | 57.826 | 81.914 | 2.248 | 34.6422 | 20.1104 | 0 | 0.52718 | 0.098876
1995-12-05 01:00 | 276.8428 | 274.8789 | 0 | 64.1468 | 81.914 | 2.2477 | 30.6898 | 20.0642 | 0 | 0.33365 | 0.0091761
1995-12-05 02:00 | 280.0829 | 273.0546 | 0 | 62.5834 | 81.914 | 2.0898 | 27.0431 | 20.0194 | 0 | 0.70924 | 0.0014273
1995-12-05 03:00 | 282.3355 | 265.8287 | 0 | 57.0234 | 80.816 | 2.0882 | 25.7463 | 20.0249 | 0 | 0.34381 | 0
1995-12-05 04:00 | 282.2868 | 262.8001 | 0 | 59.7908 | 79.6614 | 2.0861 | 22.8079 | 20.0767 | 0 | 1.8371 | 0
1995-12-05 05:00 | 283.3491 | 269.9121 | 0.010357 | 58.8968 | 75.3236 | 2.0836 | 21.1756 | 20.0697 | 0 | 1.2862 | 0
1995-12-05 06:00 | 277.2383 | 283.1848 | 1.532 | 57.4124 | 75.1796 | 1.9643 | 27.3437 | 20.0801 | 0 | 1.8405 | 0.079506
1995-12-05 07:00 | 270.7901 | 285.0672 | 13.1321 | 71.338 | 76.4886 | 2.0661 | 36.3555 | 20.1402 | 0 | 1.8632 | 0.31124
1995-12-05 08:00 | 261.9297 | 284.0069 | 80.8502 | 60.4815 | 77.7622 | 2.0755 | 20.585 | 20.1684 | 0 | 1.8637 | 0
1995-12-05 09:00 | 247.7146 | 277.2392 | 180.2055 | 58.4129 | 79.895 | 1.9421 | 19.8276 | 20.1628 | 0 | 1.7607 | 0
1995-12-05 10:00 | 219.7324 | 273.834 | 256.6676 | 59.1455 | 78.7073 | 1.9389 | 19.4771 | 19.8525 | 0 | 1.7255 | 0
1995-12-05 11:00 | 203.2656 | 260.391 | 297.6962 | 57.8204 | 79.905 | 1.9407 | 18.1933 | 19.8524 | 0 | 1.703 | 0
1995-12-05 12:00 | 205.9929 | 249.5647 | 286.4377 | 58.0269 | 80.816 | 1.9426 | 18.743 | 19.9378 | 0 | 1.7168 | 0
1995-12-05 13:00 | 208.9071 | 249.3194 | 237.8468 | 62.3782 | 80.816 | 1.9541 | 19.4926 | 20.1677 | 0 | 1.7209 | 0
1995-12-05 14:00 | 221.6752 | 246.7576 | 157.9487 | 63.684 | 80.816 | 2.0949 | 26.3261 | 20.1752 | 0 | 1.7243 | 0.061726
1995-12-05 15:00 | 226.3093 | 249.8248 | 68.9177 | 64.4221 | 80.816 | 2.0949 | 37.0346 | 20.194 | 0 | 1.8093 | 9.4474
1995-12-05 16:00 | 223.3829 | 251.2111 | 17.7472 | 64.1538 | 80.4469 | 2.0944 | 39.6324 | 20.2944 | 0 | 1.8138 | 15.4371
1995-12-05 17:00 | 219.6798 | 251.2765 | 0 | 68.73 | 79.718 | 2.0944 | 39.4476 | 20.3733 | 0 | 2.3051 | 5.731
1995-12-05 18:00 | 216.2623 | 250.5961 | 0 | 71.8762 | 79.718 | 2.1261 | 39.9169 | 20.3716 | 0 | 2.3103 | 5.3925
1995-12-05 19:00 | 214.9503 | 246.1203 | 0 | 60.9327 | 79.2609 | 2.1432 | 38.4306 | 20.3916 | 0 | 2.3177 | 13.5128
1995-12-05 20:00 | 207.8581 | 241.3976 | 0 | 68.974 | 79.718 | 2.1441 | 38.7918 | 20.4326 | 0 | 2.3187 | 10.6431
1995-12-05 21:00 | 199.4731 | 236.1161 | 0 | 70.6213 | 80.8105 | 2.4103 | 38.99 | 20.3638 | 0 | 2.3194 | 11.7479
1995-12-05 22:00 | 182.551 | 234.5987 | 0 | 70.9015 | 80.8105 | 2.4109 | 41.2844 | 20.2483 | 0 | 2.3095 | 16.3539
1995-12-05 23:00 | 180.6625 | 236.6892 | 0 | 66.0735 | 80.8105 | 2.4109 | 35.2167 | 20.1774 | 0 | 2.301 | 7.9257
1995-12-06 | 181.58 | 236.2505 | 0 | 67.0784 | 80.8105 | 1.9528 | 93.8284 | 20.2147 | 0 | 2.0944 | 3.2111
1995-12-06 01:00 | 180.911 | 232.7405 | 0 | 63.7314 | 80.8105 | 1.9523 | 88.5409 | 20.1054 | 0 | 2.0861 | 2.3007
1995-12-06 02:00 | 182.9945 | 229.2637 | 0 | 59.6689 | 80.8105 | 1.935 | 87.8819 | 20.1292 | 0 | 2.0859 | 0
1995-12-06 03:00 | 179.3833 | 230.4087 | 0 | 69.656 | 80.8105 | 1.9473 | 81.9284 | 20.2047 | 0 | 2.0941 | 0
1995-12-06 04:00 | 179.3397 | 227.1749 | 0 | 57.3406 | 79.8426 | 1.956 | 79.7488 | 20.1262 | 0 | 2.0889 | 0
1995-12-06 05:00 | 178.7222 | 227.1566 | 0.012407 | 57.6879 | 77.1071 | 1.9534 | 79.4922 | 20.1711 | 0 | 7.5679 | 0
1995-12-06 06:00 | 178.9396 | 229.6712 | 0.91159 | 60.1033 | 79.1815 | 1.949 | 84.2195 | 20.4494 | 0 | 7.5715 | 0
1995-12-06 07:00 | 180.7769 | 229.1617 | 6.6249 | 76.0072 | 80.377 | 1.97 | 96.2128 | 20.7032 | 0 | 12.5206 | 0
1995-12-06 08:00 | 181.5451 | 226.293 | 66.2725 | 66.1693 | 80.8105 | 1.9792 | 91.1322 | 20.7978 | 0 | 8.5346 | 0
1995-12-06 09:00 | 174.3182 | 225.7008 | 161.8173 | 60.1568 | 80.8105 | 1.9802 | 78.7613 | 20.7995 | 0 | 5.922 | 0
1995-12-06 10:00 | 154.5406 | 218.9633 | 229.6019 | 60.5288 | 80.8105 | 1.9819 | 78.2809 | 20.6887 | 0 | 3.0548 | 0
1995-12-06 11:00 | 151.9799 | 215.116 | 262.8081 | 57.0264 | 80.8105 | 1.9836 | 54.9547 | 20.735 | 0 | 3.038 | 0.098036
1995-12-06 12:00 | 149.4078 | 215.424 | 253.395 | 58.9861 | 80.8105 | 1.9854 | 44.7999 | 20.6458 | 0 | 3.0488 | 0.28062
1995-12-06 13:00 | 159.4548 | 214.6236 | 209.4959 | 59.7049 | 80.8105 | 2.0044 | 68.4572 | 20.6713 | 0 | 3.052 | 0.5148
1995-12-06 14:00 | 168.6342 | 219.1135 | 137.0821 | 63.4682 | 80.8105 | 2.0471 | 97.0314 | 20.7137 | 0 | 6.3077 | 0.90021
1995-12-06 15:00 | 176.683 | 227.8759 | 55.8655 | 67.482 | 80.8105 | 2.0469 | 111.9188 | 20.7564 | 0 | 9.8491 | 1.6832
1995-12-06 16:00 | 181.1287 | 237.493 | 6.8582 | 79.1909 | 80.2747 | 2.046 | 104.6484 | 20.8237 | 0 | 13.0861 | 6.2021
1995-12-06 17:00 | 188.3232 | 243.299 | 0 | 60.9657 | 78.8636 | 2.0458 | 100.6288 | 20.8978 | 0 | 12.5082 | 0.90528
1995-12-06 18:00 | 191.5115 | 246.1488 | 0 | 57.5445 | 77.0942 | 2.0686 | 103.291 | 20.8643 | 0 | 11.5272 | 0.86934
1995-12-06 19:00 | 192.9158 | 242.4332 | 0 | 60.4637 | 79.8758 | 2.0696 | 101.9519 | 20.7719 | 0 | 6.0611 | 0.24063
1995-12-06 20:00 | 193.7826 | 233.799 | 0 | 66.577 | 80.3822 | 2.0704 | 101.6627 | 20.7331 | 0 | 7.9438 | 0.78361
1995-12-06 21:00 | 194.3842 | 224.0792 | 0 | 66.3285 | 78.6497 | 2.0706 | 99.2913 | 20.6667 | 0 | 5.813 | 0.47815
1995-12-06 22:00 | 182.0733 | 198.854 | 0 | 64.7164 | 80.8105 | 2.0711 | 105.3752 | 20.5776 | 0 | 4.9947 | 2.0432
1995-12-06 23:00 | 182.8762 | 197.1137 | 0 | 59.27 | 80.7237 | 2.0876 | 103.7616 | 20.4718 | 0 | 4.9819 | 0.96376
1995-12-07 | 180.0101 | 196.6175 | 0 | 66.064 | 80.8105 | 2.5704 | 113.5931 | 20.4019 | 0 | 6.8122 | 6.4241
1995-12-07 01:00 | 178.3494 | 191.7484 | 0 | 63.1086 | 80.8105 | 2.5696 | 109.2237 | 20.2365 | 0 | 6.8031 | 3.2833
1995-12-07 02:00 | 177.8318 | 185.3297 | 0 | 58.1738 | 80.8105 | 2.5851 | 107.5065 | 20.1681 | 0 | 6.1204 | 2.3732
1995-12-07 03:00 | 176.2822 | 183.0035 | 0 | 54.5649 | 77.6581 | 2.583 | 108.6511 | 20.1507 | 0 | 5.5589 | 1.8162
1995-12-07 04:00 | 173.3539 | 181.5479 | 0 | 51.3949 | 77.8663 | 2.5801 | 107.7552 | 20.153 | 0 | 6.7975 | 2.4089
1995-12-07 05:00 | 170.4539 | 178.967 | 0.0038678 | 51.949 | 71.7821 | 2.5769 | 106.4584 | 20.3133 | 0 | 12.1935 | 0.054974
1995-12-07 06:00 | 167.2459 | 175.9255 | 0.49605 | 51.727 | 71.6112 | 2.597 | 107.9295 | 20.3819 | 0 | 11.6378 | 0.18619
1995-12-07 07:00 | 166.3811 | 174.176 | 6.7644 | 80.2432 | 75.9332 | 2.5956 | 128.4286 | 20.5055 | 0 | 13.9414 | 6.5008
1995-12-07 08:00 | 165.2119 | 170.1123 | 47.8406 | 77.2464 | 80.8105 | 2.5829 | 129.3796 | 20.4898 | 0 | 13.7152 | 7.1722
1995-12-07 09:00 | 155.7252 | 165.2878 | 137.7534 | 53.0691 | 80.1476 | 2.5458 | 126.7307 | 20.4933 | 0 | 13.3623 | 0
1995-12-07 10:00 | 140.1493 | 164.7801 | 206.5867 | 53.4057 | 80.8105 | 2.5476 | 120.177 | 20.4523 | 0 | 13.3661 | 0
1995-12-07 11:00 | 129.4433 | 161.9893 | 236.9927 | 53.7073 | 79.5317 | 2.5682 | 118.0875 | 20.4093 | 0 | 16.4638 | 0
1995-12-07 12:00 | 122.9227 | 154.8031 | 227.7549 | 53.1443 | 80.8105 | 2.5478 | 118.0583 | 20.4535 | 0 | 16.4758 | 0
1995-12-07 13:00 | 123.9537 | 147.3923 | 186.247 | 55.6866 | 80.8105 | 2.5478 | 124.1839 | 20.4518 | 0 | 16.529 | 0
1995-12-07 14:00 | 126.4515 | 140.4977 | 115.8029 | 58.5652 | 80.8105 | 2.5489 | 128.8699 | 20.4326 | 0 | 18.7629 | 0
1995-12-07 15:00 | 131.6094 | 133.6086 | 39.5506 | 74.9505 | 79.7183 | 2.5487 | 136.9148 | 20.5322 | 0 | 18.9182 | 19.4358
1995-12-07 16:00 | 135.5491 | 129.5546 | 6.9383 | 86.3574 | 80.2911 | 2.6917 | 136.3039 | 20.6109 | 0 | 19.1213 | 23.3122
1995-12-07 17:00 | 138.0359 | 128.9034 | 0 | 76.6487 | 76.4581 | 2.5932 | 131.4791 | 20.6205 | 0 | 19.5008 | 19.7222
1995-12-07 18:00 | 139.4782 | 128.3123 | 0 | 69.9224 | 78.4495 | 2.7275 | 141.665 | 20.7341 | 0 | 20.4191 | 20.1407
1995-12-07 19:00 | 138.8161 | 129.54 | 0 | 70.9396 | 80.5876 | 2.9892 | 138.2327 | 20.6078 | 0 | 15.4456 | 17.8284
1995-12-07 20:00 | 135.7483 | 134.425 | 0 | 68.7065 | 80.8105 | 3.2572 | 138.5667 | 20.5962 | 0 | 15.4558 | 26.7049
1995-12-07 21:00 | 131.6405 | 134.8858 | 0 | 84.4184 | 78.9154 | 3.1206 | 131.5041 | 20.6199 | 0 | 13.997 | 15.288
1995-12-07 22:00 | 123.8635 | 135.5809 | 0 | 76.5412 | 80.8105 | 2.9313 | 128.9154 | 20.4738 | 0 | 12.8814 | 13.6493
1995-12-07 23:00 | 120.4417 | 132.2631 | 0 | 59.1122 | 81.9085 | 2.9313 | 131.8078 | 20.3734 | 0 | 12.5822 | 5.1143
1995-12-08 | 119.4274 | 128.6546 | 0 | 83.0434 | 81.9085 | 2.931 | 127.6688 | 20.2252 | 0 | 9.4288 | 0.038033
1995-12-08 01:00 | 117.7918 | 128.0111 | 0 | 74.538 | 81.4659 | 2.9303 | 126.7091 | 20.2198 | 0 | 9.4166 | 0
1995-12-08 02:00 | 118.4182 | 123.022 | 0 | 60.2683 | 79.1964 | 2.9072 | 125.1732 | 20.174 | 0 | 9.4163 | 0.0051503
1995-12-08 03:00 | 120.3623 | 124.261 | 0 | 57.5097 | 79.7906 | 2.9051 | 124.9195 | 20.2037 | 0 | 9.0262 | 0.13624
1995-12-08 04:00 | 122.5951 | 129.259 | 0 | 50.8144 | 76.8886 | 2.8937 | 123.8525 | 20.1878 | 0 | 7.3126 | 0.10976
1995-12-08 05:00 | 128.4525 | 137.4771 | 0.00038782 | 51.6744 | 77.0862 | 2.8904 | 123.5802 | 20.2663 | 0 | 7.3111 | 0
1995-12-08 06:00 | 133.0745 | 142.7435 | 0.83991 | 50.0142 | 75.9475 | 2.8882 | 123.7204 | 20.3657 | 0 | 7.3165 | 0.094224
1995-12-08 07:00 | 135.3996 | 144.3096 | 9.4836 | 64.6622 | 79.5698 | 2.8866 | 124.9087 | 20.295 | 0 | 7.8209 | 0.040671
1995-12-08 08:00 | 135.9619 | 142.8083 | 49.5755 | 51.3033 | 80.4792 | 2.8899 | 122.1449 | 20.338 | 0 | 7.8175 | 0
1995-12-08 09:00 | 129.2761 | 137.7211 | 132.4389 | 47.7882 | 81.251 | 2.8688 | 118.7697 | 20.3368 | 0 | 8.0902 | 0.18403
1995-12-08 10:00 | 113.1136 | 134.389 | 204.3233 | 49.5904 | 80.153 | 2.8695 | 117.6717 | 20.3475 | 0 | 8.1996 | 0
1995-12-08 11:00 | 100.6316 | 120.776 | 251.9776 | 51.2807 | 80.153 | 2.8883 | 111.5365 | 20.3544 | 0 | 5.9849 | 0.03976
1995-12-08 12:00 | 96.7858 | 107.6366 | 253.5776 | 50.8035 | 80.153 | 3.2736 | 103.285 | 20.3853 | 0 | 6.0009 | 0.023405
1995-12-08 13:00 | 99.2532 | 92.3471 | 212.5852 | 50.7038 | 80.153 | 4.066 | 117.4629 | 20.3482 | 0 | 6.8097 | 0.1062
1995-12-08 14:00 | 109.7298 | 80.3991 | 141.1094 | 52.9668 | 80.153 | 3.9986 | 124.5186 | 20.4271 | 0 | 10.2842 | 0.064583
1995-12-08 15:00 | 124.1966 | 71.3644 | 53.9231 | 64.3217 | 80.153 | 4.0203 | 143.2887 | 20.4916 | 0 | 11.0367 | 4.4642
1995-12-08 16:00 | 140.2399 | 67.6142 | 12.8123 | 72.0821 | 80.153 | 3.0845 | 140.6529 | 20.5261 | 0 | 16.2694 | 0.84903
1995-12-08 17:00 | 148.0002 | 68.7659 | 0 | 56.3393 | 78.0011 | 2.3948 | 131.8556 | 20.5996 | 0 | 16.3574 | 1.4055
1995-12-08 18:00 | 151.886 | 72.9122 | 0 | 57.7044 | 79.4535 | 2.389 | 132.2275 | 20.5759 | 0 | 14.1425 | 2.1199
1995-12-08 19:00 | 149.515 | 75.6087 | 0 | 62.5858 | 76.6538 | 2.389 | 135.1883 | 20.584 | 0 | 10.1952 | 1.6157
1995-12-08 20:00 | 145.5312 | 74.888 | 0 | 62.9499 | 79.2816 | 2.3691 | 140.7535 | 20.5498 | 0 | 11.5476 | 1.1692
1995-12-08 21:00 | 140.7936 | 74.0914 | 0 | 71.1114 | 77.9284 | 2.3692 | 138.5251 | 20.5045 | 0 | 10.1485 | 0.236
1995-12-08 22:00 | 139.2224 | 69.9569 | 0 | 65.494 | 75.9572 | 3.9839 | 142.3728 | 20.4519 | 0 | 10.1369 | 0.074328
1995-12-08 23:00 | 137.5653 | 65.8935 | 0 | 58.0043 | 77.5024 | 3.9882 | 143.1133 | 20.3171 | 0 | 10.1043 | 0.16919
1995-12-09 | 134.3665 | 62.8073 | 0 | 68.6887 | 75.9313 | 2.3396 | 120.0886 | 20.2184 | 0 | 10.0572 | 12.0796
1995-12-09 01:00 | 129.5485 | 60.8382 | 0 | 66.2105 | 77.0711 | 2.3179 | 128.4963 | 20.207 | 0 | 10.0417 | 1.0396
1995-12-09 02:00 | 126.5532 | 64.6524 | 0 | 60.1841 | 77.9062 | 2.3181 | 122.2485 | 20.2289 | 0 | 10.0413 | 0.91832
1995-12-09 03:00 | 125.729 | 69.8761 | 0 | 54.839 | 78.3162 | 2.2938 | 119.0212 | 20.2076 | 0 | 10.0567 | 0.33932
1995-12-09 04:00 | 128.0482 | 76.6125 | 0 | 54.0101 | 78.156 | 2.313 | 107.0638 | 20.2453 | 0 | 7.1557 | 0.07
1995-12-09 05:00 | 130.9415 | 87.2226 | 0 | 48.7566 | 76.1608 | 2.3097 | 98.4536 | 20.3149 | 0 | 7.1537 | 0.25487
1995-12-09 06:00 | 133.4241 | 94.0903 | 0.95994 | 45.9068 | 74.914 | 2.2855 | 99.2243 | 20.5824 | 0 | 6.3155 | 0
1995-12-09 07:00 | 135.4777 | 100.2131 | 11.7126 | 57.758 | 73.5319 | 2.2842 | 107.7034 | 20.8874 | 0 | 8.3935 | 0.18575
1995-12-09 08:00 | 134.8996 | 101.6649 | 74.6366 | 52.4566 | 73.461 | 2.2659 | 94.251 | 20.9377 | 0 | 10.0711 | 0.23729
1995-12-09 09:00 | 131.9024 | 100.2525 | 162.1742 | 46.5603 | 73.461 | 2.3083 | 70.9313 | 20.9261 | 0 | 2.1986 | 0.31668
1995-12-09 10:00 | 121.2679 | 100.6249 | 233.0772 | 44.9597 | 73.461 | 2.2897 | 72.8387 | 20.9302 | 0 | 1.9313 | 0
1995-12-09 11:00 | 109.7405 | 90.2694 | 282.2284 | 46.3046 | 73.6469 | 2.2808 | 73.1434 | 20.9043 | 0 | 3.3558 | 0
1995-12-09 12:00 | 104.284 | 86.7527 | 289.396 | 48.5541 | 73.8629 | 2.2623 | 74.525 | 20.8536 | 0 | 5.4927 | 0.78866
1995-12-09 13:00 | 105.17 | 89.312 | 248.448 | 49.7763 | 74.0498 | 2.2624 | 77.6848 | 20.8043 | 0 | 5.4987 | 0.54301
1995-12-09 14:00 | 110.7682 | 91.8289 | 173.0891 | 50.812 | 74.8191 | 2.2639 | 79.7973 | 20.8756 | 0 | 5.4726 | 0.84938
1995-12-09 15:00 | 120.0042 | 99.5682 | 67.0401 | 68.1452 | 76.2932 | 2.2197 | 112.3888 | 20.9004 | 0 | 8.4533 | 2.0973
1995-12-09 16:00 | 129.7467 | 103.1733 | 11.0991 | 73.9545 | 77.045 | 2.2435 | 111.441 | 21.0364 | 0 | 10.0602 | 7.4277
1995-12-09 17:00 | 137.6104 | 106.9968 | 0 | 63.2637 | 75.3219 | 2.2216 | 110.7968 | 21.0153 | 0 | 10.0474 | 4.6038
1995-12-09 18:00 | 143.6287 | 110.1277 | 0 | 60.3927 | 74.5248 | 2.2031 | 112.4137 | 20.9632 | 0 | 10.055 | 9.0253
1995-12-09 19:00 | 145.6797 | 111.3559 | 0 | 73.3732 | 73.461 | 2.1817 | 109.7227 | 20.9387 | 0 | 10.0661 | 1.528
1995-12-09 20:00 | 146.358 | 111.8152 | 0 | 61.5518 | 73.461 | 2.2043 | 109.5339 | 20.8887 | 0 | 10.0675 | 17.6276
1995-12-09 21:00 | 145.296 | 112.9296 | 0 | 69.334 | 74.6532 | 2.2051 | 110.3926 | 20.7513 | 0 | 10.0686 | 7.3515
1995-12-09 22:00 | 132.7613 | 115.8645 | 0 | 72.6747 | 73.461 | 2.2065 | 110.2481 | 20.6235 | 0 | 10.0538 | 4.0864
1995-12-09 23:00 | 134.5328 | 120.2069 | 0 | 62.3068 | 73.461 | 2.207 | 109.0683 | 20.5581 | 0 | 10.0932 | 12.0105
1995-12-10 | 135.7777 | 121.8117 | 0 | 63.5454 | 78.7666 | 3.8072 | 140.3593 | 20.5445 | 0 | 10.3537 | 14.1878
1995-12-10 01:00 | 136.2066 | 122.4882 | 0 | 63.0749 | 79.055 | 3.8294 | 134.4174 | 20.5322 | 0 | 10.3409 | 3.5075
1995-12-10 02:00 | 138.4829 | 123.9396 | 0 | 59.3827 | 79.055 | 3.8514 | 130.5878 | 20.5397 | 0 | 10.3406 | 1.6146
1995-12-10 03:00 | 141.7976 | 125.8739 | 0 | 57.8418 | 79.055 | 3.8582 | 125.0123 | 20.5589 | 0 | 10.3533 | 1.6414
1995-12-10 04:00 | 142.1327 | 130.406 | 0 | 58.0402 | 79.055 | 3.6876 | 127.6494 | 20.6326 | 0 | 10.3452 | 0.29247
1995-12-10 05:00 | 145.231 | 137.0271 | 0 | 54.2831 | 79.0082 | 3.6673 | 132.2068 | 20.734 | 0 | 10.3436 | 0
1995-12-10 06:00 | 148.4653 | 143.192 | 1.2659 | 63.2089 | 79.055 | 3.8138 | 137.5598 | 20.9889 | 0 | 10.3493 | 0.90417
1995-12-10 07:00 | 150.8817 | 148.4723 | 13.47 | 71.4867 | 79.055 | 4.1205 | 145.8229 | 21.1718 | 0 | 12.8048 | 2.5021
1995-12-10 08:00 | 152.6743 | 156.6836 | 88.3766 | 55.8378 | 79.055 | 4.0928 | 140.6388 | 21.2761 | 0 | 11.0102 | 1.4584
1995-12-10 09:00 | 153.7356 | 169.3001 | 179.4921 | 54.6512 | 79.055 | 4.0523 | 121.4167 | 21.3244 | 0 | 11.0031 | 0
1995-12-10 10:00 | 136.2062 | 171.368 | 260.2754 | 46.8448 | 79.055 | 4.0845 | 122.7222 | 21.3262 | 0 | 11.0101 | 0
1995-12-10 11:00 | 119.5239 | 178.696 | 301.9194 | 45.2821 | 79.055 | 2.5631 | 124.2976 | 21.2992 | 0 | 10.9841 | 0
1995-12-10 12:00 | 119.2972 | 175.7175 | 308.9994 | 47.521 | 79.055 | 2.4377 | 117.222 | 21.262 | 0 | 11.0009 | 0
1995-12-10 13:00 | 130.8253 | 178.8088 | 265.1409 | 46.1883 | 79.055 | 2.233 | 118.6892 | 21.249 | 0 | 11.0061 | 0.07
1995-12-10 14:00 | 136.484 | 183.1323 | 193.4502 | 55.3988 | 79.055 | 2.2335 | 117.3324 | 21.2805 | 0 | 10.9846 | 0
1995-12-10 15:00 | 149.6517 | 191.8995 | 89.9716 | 61.8581 | 79.055 | 2.4347 | 120.9754 | 21.3274 | 0 | 10.9955 | 6.5581
1995-12-10 16:00 | 161.0156 | 194.8908 | 15.498 | 68.573 | 79.055 | 2.4342 | 124.8495 | 21.4063 | 0 | 18.7645 | 15.3269
1995-12-10 17:00 | 169.2911 | 196.7707 | 0 | 70.0544 | 79.055 | 2.4338 | 138.0062 | 21.428 | 0 | 18.8509 | 11.2209
1995-12-10 18:00 | 174.6605 | 198.2142 | 0 | 69.9412 | 79.055 | 2.3152 | 134.7618 | 21.3862 | 0 | 18.8572 | 13.0114
1995-12-10 19:00 | 178.17 | 198.4648 | 0 | 71.9798 | 79.055 | 2.315 | 135.8813 | 21.3577 | 0 | 13.8863 | 10.5484
1995-12-10 20:00 | 181.9862 | 199.9317 | 0 | 64.5436 | 79.055 | 2.3154 | 132.1209 | 21.3192 | 0 | 13.8875 | 4.3806
1995-12-10 21:00 | 183.3252 | 200.642 | 0 | 65.148 | 79.055 | 2.3154 | 126.6613 | 21.1599 | 0 | 12.4884 | 2.0979
1995-12-10 22:00 | 181.8666 | 195.4143 | 0 | 75.0733 | 79.055 | 2.3165 | 122.204 | 20.9541 | 0 | 12.3117 | 1.366
1995-12-10 23:00 | 181.3855 | 185.7234 | 0 | 59.7385 | 79.055 | 2.317 | 119.5646 | 20.788 | 0 | 10.2748 | 0.036568
1995-12-11 | 180.5946 | 173.7908 | 0 | 58.8787 | 79.055 | 2.7378 | 129.7858 | 20.7261 | 0 | 13.9686 | 0.6621
1995-12-11 01:00 | 176.5737 | 168.2768 | 0 | 58.7677 | 79.055 | 2.7617 | 133.5285 | 20.5731 | 0 | 13.9571 | 0
1995-12-11 02:00 | 175.0854 | 165.6139 | 0 | 57.6804 | 79.055 | 2.7523 | 123.2147 | 20.5031 | 0 | 13.9569 | 1.7071
1995-12-11 03:00 | 173.0035 | 163.3374 | 0 | 60.8236 | 79.055 | 2.7513 | 117.4996 | 20.4918 | 0 | 13.9682 | 2.3128
1995-12-11 04:00 | 171.7446 | 152.7788 | 0 | 55.0993 | 79.055 | 2.7669 | 129.5416 | 20.5476 | 0 | 13.9609 | 0.87394
1995-12-11 05:00 | 174.19 | 140.7405 | 0 | 60.0802 | 80.153 | 2.782 | 120.157 | 20.617 | 0 | 19.4395 | 0.46943
1995-12-11 06:00 | 176.2544 | 133.1252 | 1.1734 | 57.8851 | 80.8105 | 2.8989 | 145.6364 | 20.744 | 0 | 19.4446 | 0.74941
1995-12-11 07:00 | 175.2487 | 131.3755 | 13.3748 | 82.1586 | 80.8105 | 2.8992 | 146.5931 | 20.8449 | 0 | 20.3924 | 0.070014
1995-12-11 08:00 | 174.0984 | 131.689 | 84.6433 | 60.8977 | 80.8105 | 2.9173 | 151.0243 | 20.8493 | 0 | 20.3929 | 0.3298
1995-12-11 09:00 | 168.3514 | 129.896 | 177.8986 | 60.7574 | 80.8105 | 2.9202 | 147.9888 | 20.7831 | 0 | 20.3869 | 0
1995-12-11 10:00 | 155.8558 | 118.438 | 243.5456 | 55.5629 | 80.8105 | 2.9212 | 123.3237 | 20.7563 | 0 | 20.3932 | 0.23872
1995-12-11 11:00 | 151.504 | 103.7966 | 275.9401 | 62.889 | 80.8105 | 2.9226 | 140.4292 | 20.6864 | 0 | 20.3609 | 0.24134
1995-12-11 12:00 | 134.1727 | 97.9934 | 291.9984 | 61.5112 | 80.8105 | 3.0813 | 142.0033 | 20.7053 | 0 | 20.3759 | 0.34926
1995-12-11 13:00 | 141.9028 | 95.9402 | 253.4595 | 59.3444 | 80.8105 | 3.0818 | 143.3758 | 20.7556 | 0 | 20.3893 | 0.058423
1995-12-11 14:00 | 151.9573 | 100.1745 | 179.692 | 71.3632 | 80.8105 | 3.082 | 156.3549 | 20.7695 | 0 | 20.3701 | 1.6076
1995-12-11 15:00 | 162.7774 | 102.2442 | 89.6613 | 83.9925 | 80.8105 | 3.059 | 157.2262 | 20.9302 | 0 | 20.3798 | 6.7355
1995-12-11 16:00 | 167.0965 | 105.8922 | 14.9105 | 89.3502 | 80.8105 | 3.0646 | 160.5317 | 20.9968 | 0 | 20.3847 | 25.7409
1995-12-11 17:00 | 174.3888 | 110.0111 | 0 | 80.4746 | 80.8105 | 3.069 | 151.3125 | 20.9885 | 0 | 20.3753 | 31.0186
1995-12-11 18:00 | 178.4327 | 110.8017 | 0 | 78.56 | 80.8105 | 3.0415 | 158.7741 | 21.0195 | 0 | 20.3809 | 26.4118
1995-12-11 19:00 | 178.6278 | 110.5694 | 0 | 87.3482 | 80.8105 | 3.063 | 149.4433 | 21.0575 | 0 | 15.409 | 26.0295
1995-12-11 20:00 | 177.1743 | 108.2844 | 0 | 67.5017 | 80.8105 | 3.0986 | 159.3134 | 21.012 | 0 | 15.4101 | 32.4787
1995-12-11 21:00 | 172.8125 | 105.7404 | 0 | 78.9705 | 80.8105 | 3.0986 | 149.239 | 20.9306 | 0 | 14.0609 | 24.586
1995-12-11 22:00 | 164.1786 | 104.4413 | 0 | 79.9393 | 80.8105 | 3.0712 | 149.5703 | 20.8693 | 0 | 14.05 | 24.0395
1995-12-11 23:00 | 162.6732 | 105.3104 | 0 | 88.6873 | 80.8105 | 3.0475 | 151.4502 | 20.6959 | 0 | 14.0299 | 6.9243
1995-12-12 | 163.8318 | 106.9721 | 0 | 72.9019 | 80.8105 | 2.3888 | 128.7668 | 20.6017 | 0 | 12.5012 | 9.4005
1995-12-12 01:00 | 164.1816 | 109.9201 | 0 | 63.4133 | 80.8105 | 2.3881 | 131.5132 | 20.5466 | 0 | 9.1218 | 4.7678
1995-12-12 02:00 | 165.8184 | 114.5288 | 0 | 68.959 | 80.8105 | 2.3871 | 127.2312 | 20.484 | 0 | 4.3406 | 0.053573
1995-12-12 03:00 | 168.5832 | 116.9986 | 0 | 61.8449 | 81.2046 | 2.385 | 126.1255 | 20.5076 | 0 | 3.8163 | 3.3218
1995-12-12 04:00 | 171.151 | 117.949 | 0 | 59.249 | 79.5335 | 2.3822 | 128.1945 | 20.5121 | 0 | 2.242 | 2.7049
1995-12-12 05:00 | 173.562 | 119.6307 | 0 | 57.4175 | 76.2928 | 2.3789 | 126.5241 | 20.5827 | 0 | 4.242 | 2.5197
1995-12-12 06:00 | 178.0578 | 125.0373 | 1.3217 | 63.1413 | 76.3156 | 2.3768 | 127.3917 | 20.6703 | 0 | 4.2603 | 0
1995-12-12 07:00 | 182.6268 | 130.6034 | 12.6362 | 67.9207 | 77.0687 | 2.3755 | 131.0989 | 20.7491 | 0 | 4.8183 | 12.2762
1995-12-12 08:00 | 185.2248 | 135.3052 | 79.4943 | 70.0836 | 76.5389 | 2.3757 | 125.2875 | 20.7336 | 0 | 5.1885 | 5.6338
1995-12-12 09:00 | 185.2906 | 134.8179 | 166.3104 | 56.7644 | 75.2145 | 2.3768 | 90.4185 | 20.7245 | 0 | 7.6771 | 0
1995-12-12 10:00 | 182.8825 | 139.1568 | 228.274 | 55.0982 | 75.614 | 2.3788 | 78.745 | 20.729 | 0 | 4.0888 | 1.1429
1995-12-12 11:00 | 166.0834 | 128.633 | 264.8601 | 58.9841 | 76.171 | 2.3809 | 78.4739 | 20.6929 | 0 | 4.0571 | 0.11263
1995-12-12 12:00 | 172.3292 | 115.4379 | 257.0108 | 56.4141 | 75.0638 | 3.139 | 79.7999 | 20.7121 | 0 | 3.8062 | 1.0562
1995-12-12 13:00 | 175.4945 | 112.4389 | 221.6296 | 58.0389 | 75.2145 | 3.9232 | 89.068 | 20.6896 | 0 | 6.4268 | 1.1337
1995-12-12 14:00 | 179.8343 | 117.7684 | 153.2431 | 59.0142 | 75.2145 | 3.9099 | 107.942 | 20.761 | 0 | 6.4006 | 1.9845
1995-12-12 15:00 | 198.4036 | 118.1181 | 75.1072 | 65.9073 | 75.2145 | 3.8981 | 116.3729 | 20.8036 | 0 | 10.7785 | 3.8503
1995-12-12 16:00 | 211.6128 | 119.7407 | 18.3259 | 73.2659 | 75.2145 | 3.904 | 123.011 | 20.9174 | 0 | 12.6777 | 13.3384
1995-12-12 17:00 | 220.3297 | 119.4037 | 0 | 56.8419 | 76.3125 | 3.9277 | 124.2253 | 20.978 | 0 | 12.6648 | 6.0954
1995-12-12 18:00 | 222.4202 | 116.8128 | 0 | 60.2692 | 76.3125 | 3.9329 | 118.7898 | 20.9563 | 0 | 12.6724 | 9.9733
1995-12-12 19:00 | 220.1186 | 114.804 | 0 | 67.088 | 76.3125 | 3.9558 | 110.0638 | 20.9704 | 0 | 12.0342 | 8.2243
1995-12-12 20:00 | 214.9064 | 114.3455 | 0 | 63.6903 | 76.3125 | 4.0076 | 121.0043 | 20.9516 | 0 | 11.3541 | 9.4178
1995-12-12 21:00 | 209.7857 | 114.6028 | 0 | 61.3418 | 76.3125 | 4.0125 | 119.4699 | 20.7722 | 0 | 9.1602 | 14.4786
1995-12-12 22:00 | 205.9775 | 115.6335 | 0 | 77.3831 | 76.3125 | 4.0174 | 112.5203 | 20.8202 | 0 | 8.2141 | 0.54476
1995-12-12 23:00 | 202.2101 | 118.6741 | 0 | 57.7281 | 76.3125 | 4.0433 | 113.5049 | 20.7154 | 0 | 7.4945 | 2.2981
1995-12-13 | 199.3017 | 120.6509 | 0 | 78.9529 | 75.2649 | 2.2575 | 76.2223 | 20.5728 | 0 | 0.52944 | 12.5202
1995-12-13 01:00 | 196.1519 | 116.208 | 0 | 83.5318 | 76.3125 | 2.2568 | 74.1577 | 20.6134 | 0 | 0.51669 | 13.9696
1995-12-13 02:00 | 190.9372 | 110.8149 | 0 | 77.3206 | 76.3125 | 2.2558 | 72.5489 | 20.4875 | 0 | 0.5164 | 4.4724
1995-12-13 03:00 | 185.1124 | 107.9222 | 0 | 79.3707 | 76.3125 | 2.2535 | 71.6898 | 20.5947 | 0 | 0.52903 | 1.4773
1995-12-13 04:00 | 185.6206 | 106.1845 | 0 | 76.4844 | 75.4793 | 2.2504 | 67.5017 | 20.6396 | 0 | 0.47882 | 0
1995-12-13 05:00 | 184.6504 | 107.3766 | 0 | 76.4629 | 76.3125 | 2.2469 | 66.4587 | 20.6899 | 0 | 0.47725 | 0
1995-12-13 06:00 | 184.8825 | 116.4292 | 0.62893 | 88.754 | 75.053 | 2.2369 | 69.4126 | 20.9695 | 0 | 0.48291 | 3.8376
1995-12-13 07:00 | 188.3357 | 118.1199 | 5.8447 | 93.2962 | 75.7849 | 2.2354 | 83.2206 | 21.2128 | 0 | 0.50775 | 25.8535
1995-12-13 08:00 | 188.5762 | 113.7383 | 62.4322 | 87.2404 | 75.6468 | 2.2356 | 77.6374 | 21.2866 | 0 | 0.52218 | 9.0482
1995-12-13 09:00 | 181.2909 | 108.6807 | 143.6602 | 71.4376 | 76.3125 | 2.2367 | 74.5879 | 21.2433 | 0 | 0.51541 | 0.89044
1995-12-13 10:00 | 161.8521 | 107.787 | 210.9026 | 72.8179 | 73.1836 | 2.2389 | 69.0308 | 21.2478 | 0 | 0.52242 | 8.1801
1995-12-13 11:00 | 171.9166 | 101.2971 | 229.983 | 70.7672 | 69.6658 | 2.2411 | 61.9836 | 21.1739 | 0 | 0.49652 | 2.0848
1995-12-13 12:00 | 159.4775 | 98.281 | 239.3751 | 70.7529 | 73.3606 | 2.2433 | 65.5536 | 21.2038 | 0 | 0.51324 | 0.42446
1995-12-13 13:00 | 168.6815 | 100.6283 | 200.76 | 73.6139 | 66.3806 | 2.2284 | 69.4365 | 21.1814 | 0 | 0.51816 | 16.8537
1995-12-13 14:00 | 181.0587 | 102.2296 | 144.1997 | 81.2796 | 73.3249 | 2.2087 | 84.2628 | 21.2515 | 0 | 0.49676 | 2.8266
1995-12-13 15:00 | 198.0553 | 109.5275 | 82.396 | 82.9992 | 74.4968 | 2.2274 | 86.8151 | 21.3386 | 0 | 0.50758 | 14.1311
1995-12-13 16:00 | 215.989 | 120.5748 | 25.5914 | 93.5099 | 71.6475 | 2.0269 | 88.9 | 21.4477 | 0 | 0.55512 | 25.6564
1995-12-13 17:00 | 230.2656 | 134.1676 | 0 | 80.2804 | 71.6475 | 2.0048 | 85.0768 | 21.3634 | 0 | 0.49466 | 12.3531
1995-12-13 18:00 | 242.3735 | 151.7448 | 0 | 75.4694 | 71.6475 | 2.0043 | 74.6347 | 21.303 | 0 | 0.53675 | 12.7659
1995-12-13 19:00 | 250.9249 | 171.3352 | 0 | 60.1612 | 71.6475 | 2.0048 | 64.9523 | 21.3092 | 0 | 0.53675 | 9.9883
1995-12-13 20:00 | 258.3374 | 190.8245 | 0 | 55.7309 | 71.6475 | 1.6961 | 44.7513 | 21.2062 | 0 | 0.34075 | 18.4219
1995-12-13 21:00 | 262.6091 | 207.9502 | 0 | 65.7143 | 71.6475 | 1.6968 | 34.3516 | 21.0902 | 0 | 0.34075 | 15.5977
1995-12-13 22:00 | 271.8929 | 224.3603 | 0 | 54.9558 | 71.6475 | 1.6978 | 28.8102 | 21.0708 | 0 | 0.34075 | 9.7512
1995-12-13 23:00 | 276.1732 | 237.0227 | 0 | 47.7797 | 71.6475 | 1.6983 | 28.0791 | 20.8785 | 0 | 0.32795 | 4.2768
1995-12-14 | 280.3326 | 255.0319 | 0 | 36.8067 | 77.226 | 1.6983 | 43.3048 | 20.7524 | 0 | 0.32795 | 0.94685
1995-12-14 01:00 | 286.5311 | 263.1502 | 0 | 35.1788 | 77.8827 | 1.6981 | 41.8023 | 20.7402 | 0 | 0.32795 | 0.085888
1995-12-14 02:00 | 294.1089 | 273.2468 | 0 | 32.6321 | 78.1647 | 1.6975 | 41.662 | 20.6492 | 0 | 0.32795 | 0.019172
1995-12-14 03:00 | 297.9925 | 283.1747 | 0 | 20.3049 | 78.7068 | 1.6959 | 39.6256 | 20.6367 | 0 | 0.32795 | 0.75398
1995-12-14 04:00 | 301.7496 | 283.8901 | 0 | 21.1717 | 79.5683 | 1.6935 | 37.5691 | 20.7489 | 0 | 0.32795 | 2.1831
1995-12-14 05:00 | 303.2742 | 284.5898 | 0 | 24.9149 | 79.0982 | 1.6907 | 36.247 | 20.7867 | 0 | 0.32795 | 0.048116
1995-12-14 06:00 | 306.8707 | 280.2119 | 0.30259 | 22.7229 | 79.3101 | 1.6892 | 41.9854 | 21.0211 | 0 | 0.32795 | 0.059678
1995-12-14 07:00 | 306.596 | 277.5911 | 7.8268 | 60.4877 | 80.8085 | 1.6884 | 44.6013 | 21.279 | 0 | 0.34075 | 2.9884
1995-12-14 08:00 | 304.849 | 272.5734 | 52.2303 | 52.017 | 80.6819 | 1.6892 | 43.7276 | 21.2621 | 0 | 0.34075 | 4.7098
1995-12-14 09:00 | 284.2886 | 267.5603 | 144.3871 | 33.2363 | 79.9649 | 1.691 | 41.717 | 21.3405 | 0 | 0.27031 | 0.1481
1995-12-14 10:00 | 264.9036 | 258.1984 | 215.8841 | 25.124 | 73.3078 | 1.7256 | 41.7087 | 21.3078 | 0 | 0.29847 | 0.27119
1995-12-14 11:00 | 276.8515 | 249.7879 | 225.7576 | 26.0752 | 70.2835 | 1.7281 | 43.4137 | 21.3292 | 0 | 0.2722 | 0.22797
1995-12-14 12:00 | 266.9644 | 240.7727 | 226.6295 | 26.5744 | 71.2283 | 1.7307 | 43.4919 | 21.3136 | 0 | 0.28916 | 0.18403
1995-12-14 13:00 | 249.3639 | 233.359 | 213.5603 | 27.8886 | 72.9343 | 1.7312 | 45.6171 | 21.3235 | 0 | 0.37249 | 0.36385
1995-12-14 14:00 | 256.1773 | 227.4503 | 151.7746 | 34.943 | 79.9964 | 2.0501 | 50.0722 | 21.3574 | 0 | 0.35079 | 2.4958
1995-12-14 15:00 | 269.4141 | 224.8827 | 71.7326 | 49.9571 | 79.0615 | 2.0504 | 59.4792 | 21.4057 | 0 | 0.59986 | 8.1776
1995-12-14 16:00 | 271.59 | 225.0705 | 22.8046 | 57.335 | 78.2045 | 2.0502 | 61.7854 | 21.4607 | 0 | 0.60538 | 17.7345
1995-12-14 17:00 | 274.2754 | 221.8471 | 0 | 56.2697 | 76.1063 | 2.0693 | 57.2397 | 21.4618 | 0 | 0.3987 | 6.751
1995-12-14 18:00 | 274.4211 | 216.693 | 0 | 53.8742 | 75.91 | 2.0033 | 59.3388 | 21.4398 | 0 | 0.60106 | 7.839
1995-12-14 19:00 | 270.7006 | 212.869 | 0 | 56.7173 | 75.9115 | 2.0042 | 59.3941 | 21.4327 | 0 | 0.61025 | 6.3189
1995-12-14 20:00 | 265.7361 | 211.0927 | 0 | 53.1285 | 76.6855 | 2.0347 | 59.0422 | 21.2881 | 0 | 0.56934 | 7.4401
1995-12-14 21:00 | 260.6031 | 208.8884 | 0 | 55.8601 | 76.7482 | 2.0395 | 63.0425 | 21.1143 | 0 | 0.57023 | 11.1791
1995-12-14 22:00 | 251.7526 | 216.767 | 0 | 59.0964 | 76.3577 | 2.0424 | 56.6188 | 20.799 | 0 | 0.55796 | 2.6881
1995-12-14 23:00 | 250.634 | 212.1652 | 0 | 44.3856 | 76.7229 | 2.0442 | 54.9338 | 20.6749 | 0 | 0.55621 | 0
1995-12-15 | 247.4365 | 204.4511 | 0 | 49.6921 | 75.2145 | 2.0446 | 56.1958 | 20.6391 | 0 | 1.052 | 6.7942
1995-12-15 01:00 | 243.4229 | 197.3679 | 0 | 50.0769 | 73.9481 | 2.0447 | 53.9441 | 20.5858 | 0 | 1.0387 | 3.9966
1995-12-15 02:00 | 238.4098 | 191.428 | 0 | 46.249 | 75.2145 | 2.0614 | 62.3376 | 20.5271 | 0 | 1.0384 | 0
1995-12-15 03:00 | 231.9957 | 187.2175 | 0 | 46.6121 | 76.0951 | 2.0481 | 60.5973 | 20.5327 | 0 | 1.0516 | 3.6721
1995-12-15 04:00 | 224.6061 | 183.8022 | 0 | 31.6083 | 80.0482 | 2.0464 | 59.9402 | 20.5196 | 0 | 0.9931 | 0.07
1995-12-15 05:00 | 216.7883 | 181.4427 | 0 | 31.1038 | 81.466 | 2.0384 | 53.9242 | 20.496 | 0 | 0.49147 | 0
1995-12-15 06:00 | 211.0019 | 179.7524 | 0.66674 | 33.7927 | 81.466 | 2.0373 | 51.7633 | 20.7304 | 0 | 0.49737 | 0.071142
1995-12-15 07:00 | 207.0844 | 178.4361 | 11.5941 | 47.2995 | 81.466 | 2.5049 | 63.362 | 20.962 | 0 | 2.5227 | 5.013
1995-12-15 08:00 | 202.6338 | 176.5662 | 48.8452 | 41.0583 | 81.466 | 2.5227 | 61.3942 | 21.0062 | 0 | 2.5233 | 5.8597
1995-12-15 09:00 | 190.967 | 175.0981 | 128.3284 | 32.7108 | 81.466 | 2.5412 | 58.9676 | 21.119 | 0 | 2.5162 | 0.24587
1995-12-15 10:00 | 161.699 | 175.631 | 194.4858 | 31.9818 | 82.564 | 2.7338 | 58.8628 | 21.0448 | 0 | 3.3401 | 0.59476
1995-12-15 11:00 | 148.325 | 176.1906 | 227.9578 | 32.4553 | 82.564 | 2.7246 | 59.3545 | 20.9956 | 0 | 3.3131 | 0.73488
1995-12-15 12:00 | 135.8431 | 177.1923 | 230.6986 | 33.2096 | 81.7782 | 2.7271 | 60.5066 | 20.6994 | 0 | 3.3305 | 4.0129
1995-12-15 13:00 | 138.5616 | 176.5512 | 190.4184 | 34.4053 | 82.564 | 2.7278 | 61.4713 | 20.9901 | 0 | 3.3356 | 9.5758
1995-12-15 14:00 | 149.7187 | 176.9139 | 114.3521 | 39.6506 | 82.564 | 2.7504 | 66.4014 | 21.0336 | 0 | 3.3968 | 22.4429
1995-12-15 15:00 | 163.7776 | 175.8824 | 32.4853 | 46.679 | 82.564 | 2.7508 | 71.4206 | 21.1045 | 0 | 3.4081 | 38.0412
1995-12-15 16:00 | 178.3222 | 174.8494 | 3.9946 | 62.7149 | 82.564 | 2.7299 | 76.5038 | 21.1873 | 0 | 3.261 | 32.1788
1995-12-15 17:00 | 186.2996 | 172.3195 | 0 | 47.4273 | 82.564 | 2.5404 | 71.1346 | 21.0692 | 0 | 2.5528 | 15.0304
1995-12-15 18:00 | 189.1959 | 166.0558 | 0 | 53.5811 | 82.564 | 2.6065 | 79.0151 | 21.1771 | 0 | 1.3303 | 11.0138
1995-12-15 19:00 | 191.3413 | 157.7704 | 0 | 46.7156 | 82.564 | 2.1352 | 79.8642 | 21.1249 | 0 | 1.0688 | 22.9433
1995-12-15 20:00 | 192.8381 | 149.96 | 0 | 48.7517 | 82.564 | 2.1366 | 79.7433 | 20.9891 | 0 | 1.07 | 34.7213
1995-12-15 21:00 | 195.2176 | 144.0748 | 0 | 46.957 | 80.1236 | 2.1374 | 78.7799 | 20.878 | 0 | 1.0709 | 35.447
1995-12-15 22:00 | 202.8368 | 144.694 | 0 | 54.3065 | 77.1656 | 2.1497 | 78.2194 | 20.7067 | 0 | 1.0583 | 17.6825
1995-12-15 23:00 | 202.1698 | 141.3208 | 0 | 48.2579 | 76.97 | 2.1461 | 75.7184 | 20.5418 | 0 | 1.0156 | 5.5999
1995-12-16 | 201.1897 | 144.0361 | 0 | 42.7401 | 76.97 | 4.0004 | 107.1738 | 20.4192 | 0 | 7.2086 | 12.8852
1995-12-16 01:00 | 200.7482 | 147.0795 | 0 | 35.2449 | 76.97 | 3.9771 | 106.0721 | 20.2768 | 0 | 7.198 | 11.8728
1995-12-16 02:00 | 201.0688 | 149.7472 | 0 | 31.8016 | 76.97 | 3.9768 | 107.8902 | 20.3473 | 0 | 2.1691 | 1.7773
1995-12-16 03:00 | 200.8301 | 151.888 | 0 | 31.8121 | 76.97 | 3.7321 | 106.7907 | 20.3725 | 0 | 3.3749 | 0
1995-12-16 04:00 | 202.9562 | 151.0233 | 0 | 29.3795 | 76.97 | 2.3893 | 105.0094 | 20.3461 | 0 | 2.0551 | 0.22349
1995-12-16 05:00 | 209.2177 | 154.4301 | 0 | 28.6552 | 76.216 | 2.1119 | 99.5667 | 20.3001 | 0 | 2.0538 | 0
1995-12-16 06:00 | 214.1269 | 159.6242 | 0.66748 | 29.6231 | 75.0426 | 2.1108 | 101.4395 | 20.6071 | 0 | 2.0585 | 0
1995-12-16 07:00 | 217.6222 | 164.1237 | 6.9303 | 36.5449 | 76.9755 | 2.3478 | 103.5179 | 20.7917 | 0 | 2.0725 | 0.049473
1995-12-16 08:00 | 219.6354 | 166.4334 | 35.1072 | 31.8218 | 76.9755 | 2.1111 | 97.6301 | 20.8628 | 0 | 2.073 | 0
1995-12-16 09:00 | 213.4901 | 169.6495 | 99.6508 | 27.2336 | 76.9755 | 2.1123 | 76.57 | 20.9829 | 0 | 2.0673 | 0
1995-12-16 10:00 | 201.1277 | 178.5773 | 155.2911 | 29.222 | 76.9755 | 2.1143 | 72.8076 | 20.9433 | 0 | 2.0732 | 0
1995-12-16 11:00 | 189.9513 | 172.544 | 203.3147 | 29.1781 | 76.9755 | 2.1162 | 67.7693 | 19.4848 | 0 | 0.95154 | 0.10865
1995-12-16 12:00 | 181.2779 | 175.3057 | 212.7212 | 29.417 | 76.9755 | 2.1181 | 68.421 | 20.8848 | 0 | 0.9655 | 0
1995-12-16 13:00 | 172.8486 | 177.2137 | 182.7181 | 37.0552 | 76.9755 | 2.1185 | 70.1486 | 20.9269 | 0 | 1.0789 | 0.019845
1995-12-16 14:00 | 192.0106 | 179.9628 | 117.6618 | 34.7455 | 76.9755 | 2.1196 | 74.6906 | 20.8739 | 0 | 1.0613 | 0
1995-12-16 15:00 | 210.6384 | 185.2083 | 45.7247 | 47.9024 | 76.9755 | 2.3192 | 98.2404 | 21.0622 | 0 | 2.1703 | 0
1995-12-16 16:00 | 221.2057 | 189.0067 | 15.0386 | 50.8658 | 76.9755 | 2.366 | 103.6905 | 21.1281 | 0 | 2.1749 | 0
1995-12-16 17:00 | 224.4753 | 189.6866 | 0 | 26.676 | 76.9755 | 2.3664 | 103.5736 | 21.1544 | 0 | 2.1661 | 0
1995-12-16 18:00 | 219.8853 | 187.5999 | 0 | 29.7911 | 76.9755 | 2.3663 | 108.6218 | 21.1136 | 0 | 2.1713 | 0.073804
1995-12-16 19:00 | 218.3159 | 176.6853 | 0 | 40.4222 | 76.4708 | 2.3668 | 113.8134 | 19.6179 | 0 | 2.1789 | 0.024037
1995-12-16 20:00 | 206.8567 | 164.0526 | 0 | 50.3861 | 74.1374 | 2.3644 | 122.646 | 20.9911 | 0 | 2.1798 | 0.013511
1995-12-16 21:00 | 206.1531 | 148.6814 | 0 | 55.6344 | 75.8473 | 2.3592 | 121.3929 | 19.3293 | 0 | 2.0713 | 0.23953
1995-12-16 22:00 | 182.4761 | 148.2453 | 0 | 61.3286 | 75.2573 | 2.3824 | 119.9092 | 20.7898 | 0 | 2.0612 | 0
1995-12-16 23:00 | 173.4427 | 135.8792 | 0 | 52.3042 | 75.8528 | 4.0571 | 120.6882 | 20.6647 | 0 | 4.793 | 0
1995-12-17 | 177.475 | 122.9141 | 0 | 64.1026 | 76.9755 | 4.5017 | 166.7925 | 20.5155 | 0 | 12.3505 | 0.92928
1995-12-17 01:00 | 172.6523 | 115.7441 | 0 | 59.8829 | 76.9755 | 4.3582 | 163.8683 | 20.4468 | 0 | 12.3395 | 0.34386
1995-12-17 02:00 | 170.2549 | 113.1319 | 0 | 65.6794 | 76.9755 | 4.502 | 167.2234 | 20.4094 | 0 | 12.3392 | 0.094468
1995-12-17 03:00 | 164.5064 | 113.2317 | 0 | 52.6423 | 76.9755 | 4.4654 | 167.8922 | 20.4202 | 0 | 12.3002 | 0.4158
1995-12-17 04:00 | 158.2986 | 109.4227 | 0 | 55.9568 | 76.9755 | 4.4641 | 167.9123 | 20.4663 | 0 | 12.2931 | 0.18403
1995-12-17 05:00 | 153.2521 | 101.6471 | 0 | 56.6415 | 76.9755 | 4.463 | 167.9883 | 20.5341 | 0 | 17.7718 | 0
1995-12-17 06:00 | 148.0212 | 91.6389 | 0.4409 | 71.3228 | 76.9755 | 4.6719 | 173.1235 | 20.7693 | 0 | 18.0105 | 0.39778
1995-12-17 07:00 | 143.8244 | 83.8043 | 8.1506 | 68.8882 | 76.9755 | 4.6755 | 172.7974 | 21.0007 | 0 | 19.7011 | 8.0097
1995-12-17 08:00 | 139.0923 | 76.156 | 38.2223 | 78.8723 | 76.9755 | 4.6933 | 173.6303 | 21.0291 | 0 | 19.7016 | 0.67784
1995-12-17 09:00 | 132.7648 | 69.6081 | 111.3871 | 66.9969 | 76.9755 | 4.717 | 172.7456 | 21.0482 | 0 | 19.7325 | 0
1995-12-17 10:00 | 122.9715 | 68.7575 | 176.4559 | 56.1337 | 76.9755 | 4.7151 | 158.8865 | 21.0277 | 0 | 19.7386 | 0.013771
1995-12-17 11:00 | 108.4085 | 60.659 | 223.947 | 58.442 | 76.9755 | 4.361 | 151.6415 | 21.0109 | 0 | 19.7241 | 0
1995-12-17 12:00 | 102.4629 | 57.1553 | 228.9969 | 54.6124 | 81.1198 | 4.5507 | 152.8804 | 21.0189 | 0 | 19.7385 | 0.018004
1995-12-17 13:00 | 102.2321 | 57.1278 | 194.7015 | 61.3022 | 82.5695 | 4.4163 | 160.3747 | 21.0254 | 0 | 19.7425 | 2.0315
1995-12-17 14:00 | 112.4815 | 57.8855 | 126.175 | 71.9985 | 82.5695 | 4.4123 | 153.5618 | 21.0848 | 0 | 19.7661 | 8.4057
1995-12-17 15:00 | 110.4627 | 59.6268 | 58.7961 | 79.5799 | 82.5695 | 4.4442 | 159.838 | 21.1625 | 0 | 20.0108 | 31.955
1995-12-17 16:00 | 107.8934 | 59.341 | 18.9228 | 95.1993 | 82.5695 | 4.4557 | 175.7212 | 21.2319 | 0 | 20.0155 | 30.6607
1995-12-17 17:00 | 108.8111 | 57.5117 | 0 | 99.3987 | 81.8435 | 4.4327 | 176.9087 | 21.1994 | 0 | 20.0064 | 39.7389
1995-12-17 18:00 | 110.1691 | 53.0182 | 0 | 107.7011 | 79.3602 | 4.6767 | 176.4095 | 21.1768 | 0 | 20.0118 | 40.3877
1995-12-17 19:00 | 111.1591 | 45.2501 | 0 | 99.5055 | 79.1134 | 4.671 | 175.364 | 21.1652 | 0 | 15.0396 | 51.4304
1995-12-17 20:00 | 111.3866 | 42.1825 | 0 | 104.6654 | 79.8103 | 4.7078 | 173.3235 | 21.1152 | 0 | 15.0406 | 37.1482
1995-12-17 21:00 | 111.5855 | 43.1019 | 0 | 102.8997 | 80.7263 | 4.7666 | 172.9859 | 20.9882 | 0 | 13.6414 | 33.8683
1995-12-17 22:00 | 118.1552 | 48.2679 | 0 | 100.8102 | 80.1429 | 4.7874 | 173.9361 | 20.8556 | 0 | 12.9272 | 17.4717
1995-12-17 23:00 | 117.0917 | 51.271 | 0 | 83.7286 | 80.9795 | 4.7958 | 171.8386 | 20.7383 | 0 | 13.3715 | 8.1699
1995-12-18 | 116.9546 | 54.2252 | 0 | 87.3562 | 81.668 | 4.0403 | 161.5124 | 20.5825 | 0 | 12.431 | 8.7285
1995-12-18 01:00 | 116.9879 | 57.3114 | 0 | 83.4319 | 81.668 | 4.0603 | 157.2894 | 20.5128 | 0 | 12.8989 | 0.35784
1995-12-18 02:00 | 116.2482 | 61.5137 | 0 | 75.2125 | 81.668 | 4.5117 | 157.4678 | 20.4772 | 0 | 12.3766 | 1.3338
1995-12-18 03:00 | 115.7524 | 63.7293 | 0 | 69.9646 | 81.668 | 4.4725 | 158.5633 | 20.4664 | 0 | 12.4247 | 0
1995-12-18 04:00 | 115.9394 | 64.7799 | 0 | 72.4237 | 81.668 | 4.5464 | 159.8858 | 20.4624 | 0 | 14.487 | 1.1015
1995-12-18 05:00 | 115.4999 | 65.4646 | 0 | 72.2087 | 81.668 | 4.6768 | 160.1872 | 20.4889 | 0 | 19.822 | 0.62342
1995-12-18 06:00 | 114.8639 | 66.8306 | 0.41415 | 76.3189 | 81.668 | 4.6811 | 161.4056 | 20.5693 | 0 | 20.483 | 1.8477
1995-12-18 07:00 | 113.6251 | 64.4346 | 8.3772 | 98.4093 | 81.668 | 4.6818 | 162.5794 | 20.7218 | 0 | 21.2478 | 1.8985
1995-12-18 08:00 | 112.9583 | 61.666 | 49.1063 | 86.7505 | 81.668 | 4.5212 | 161.741 | 20.6517 | 0 | 21.6284 | 10.7586
1995-12-18 09:00 | 110.8917 | 57.1917 | 116.4738 | 82.8268 | 81.668 | 4.3249 | 160.5293 | 20.7166 | 0 | 21.2419 | 10.2321
1995-12-18 10:00 | 104.6062 | 49.7364 | 170.6108 | 83.1159 | 81.668 | 4.2773 | 160.3361 | 20.5968 | 0 | 19.6986 | 6.1349
1995-12-18 11:00 | 99.0615 | 49.913 | 200.7407 | 76.8388 | 81.668 | 4.2753 | 161.1649 | 20.5653 | 0 | 20.1719 | 1.0644
1995-12-18 12:00 | 99.6774 | 53.4113 | 202.9267 | 76.9167 | 81.668 | 4.2355 | 160.71 | 20.5977 | 0 | 21.1899 | 0.48721
1995-12-18 13:00 | 102.247 | 59.2108 | 175.853 | 80.9218 | 81.668 | 4.3871 | 160.6093 | 20.5525 | 0 | 21.1945 | 0.60594
1995-12-18 14:00 | 104.8925 | 73.7424 | 123.8975 | 86.43 | 81.668 | 4.5146 | 162.0382 | 20.5991 | 0 | 21.7068 | 2.0249
1995-12-18 15:00 | 111.6551 | 87.7155 | 63.0243 | 94.897 | 81.668 | 4.5012 | 162.9572 | 20.6419 | 0 | 22.3238 | 2.3692
1995-12-18 16:00 | 113.0736 | 94.778 | 15.793 | 98.0851 | 81.668 | 4.505 | 163.2692 | 20.6874 | 0 | 22.6847 | 7.7842
1995-12-18 17:00 | 113.734 | 99.0812 | 0 | 104.0514 | 81.668 | 4.5224 | 164.0478 | 20.7481 | 0 | 22.7614 | 6.7012
1995-12-18 18:00 | 114.4817 | 98.4375 | 0 | 98.828 | 81.668 | 4.5379 | 166.9064 | 20.7229 | 0 | 22.7674 | 6.7682
1995-12-18 19:00 | 116.8682 | 96.4764 | 0 | 109.4237 | 81.668 | 4.539 | 164.0997 | 20.6704 | 0 | 17.796 | 8.0695
1995-12-18 20:00 | 117.0389 | 95.1164 | 0 | 89.6635 | 81.668 | 4.536 | 165.0914 | 20.6391 | 0 | 17.7971 | 9.7843
1995-12-18 21:00 | 119.5288 | 95.5035 | 0 | 92.8082 | 81.668 | 4.556 | 163.6613 | 20.5883 | 0 | 16.3979 | 8.5306
1995-12-18 22:00 | 122.7873 | 107.6796 | 0 | 82.8469 | 81.668 | 4.5576 | 163.4365 | 20.4531 | 0 | 16.3864 | 7.9685
1995-12-18 23:00 | 123.8049 | 113.5871 | 0 | 78.5948 | 81.668 | 4.5582 | 161.8667 | 20.2227 | 0 | 16.3504 | 0.6564
1995-12-19 | 124.6927 | 117.2345 | 0 | 70.6442 | 81.668 | 4.526 | 121.0163 | 19.9158 | 0 | 14.361 | 0.77934
1995-12-19 01:00 | 128.9852 | 113.5749 | 0 | 66.3964 | 81.668 | 4.527 | 114.2441 | 19.8352 | 0 | 13.7275 | 0.16414
1995-12-19 02:00 | 127.3031 | 116.7123 | 0 | 70.3944 | 81.668 | 4.5275 | 117.4271 | 19.7807 | 0 | 10.3401 | 0.39121
1995-12-19 03:00 | 127.3298 | 117.5494 | 0 | 60.0923 | 81.668 | 4.5268 | 108.7433 | 19.7769 | 0 | 7.3431 | 0.12648
1995-12-19 04:00 | 128.273 | 112.9532 | 0 | 61.7567 | 81.668 | 3.0513 | 101.0971 | 19.8109 | 0 | 5.1433 | 0.46626
1995-12-19 05:00 | 130.8615 | 105.7467 | 0 | 58.0029 | 81.668 | 3.0492 | 105.596 | 19.8153 | 0 | 5.1416 | 0.4942
1995-12-19 06:00 | 130.0347 | 101.5898 | 0.42421 | 59.1608 | 82.768 | 3.0479 | 121.6292 | 19.8229 | 0 | 7.3388 | 0.81525
1995-12-19 07:00 | 132.5185 | 98.2689 | 6.9194 | 80.3878 | 82.768 | 4.5923 | 137.0766 | 19.8655 | 0 | 19.4078 | 0.524
1995-12-19 08:00 | 133.8867 | 97.2354 | 51.6438 | 63.8181 | 82.768 | 4.7448 | 136.6934 | 19.9716 | 0 | 13.6626 | 2.5937
1995-12-19 09:00 | 136.8687 | 94.7644 | 123.8244 | 62.7413 | 82.768 | 4.7615 | 106.1356 | 19.8978 | 0 | 12.705 | 3.2888
1995-12-19 10:00 | 142.954 | 96.8315 | 180.9492 | 60.3505 | 82.768 | 4.7568 | 100.2434 | 19.9077 | 0 | 12.7051 | 3.3923
1995-12-19 11:00 | 137.4082 | 95.9718 | 212.7221 | 58.9654 | 82.768 | 4.7553 | 101.0674 | 19.9025 | 0 | 12.6777 | 1.7203
1995-12-19 12:00 | 134.5051 | 95.6389 | 224.3088 | 55.9213 | 82.768 | 4.8041 | 95.9295 | 19.8527 | 0 | 12.696 | 1.4491
1995-12-19 13:00 | 143.6033 | 97.0358 | 193.8466 | 60.8858 | 82.768 | 4.8025 | 91.0936 | 19.9236 | 0 | 12.6123 | 4.4018
1995-12-19 14:00 | 141.3317 | 102.13 | 136.3925 | 67.4933 | 82.768 | 3.4792 | 100.7169 | 20.0307 | 0 | 12.0386 | 9.5395
1995-12-19 15:00 | 141.2772 | 107.6046 | 61.149 | 80.1598 | 82.768 | 3.2596 | 136.4055 | 20.1498 | 0 | 11.7503 | 13.9776
1995-12-19 16:00 | 142.0963 | 114.5109 | 7.8361 | 95.6833 | 82.768 | 3.0798 | 139.9536 | 20.1735 | 0 | 15.4271 | 12.4231
1995-12-19 17:00 | 143.3935 | 121.9584 | 0 | 93.5193 | 82.768 | 2.462 | 131.1213 | 20.1989 | 0 | 11.886 | 15.9917
1995-12-19 18:00 | 145.0648 | 131.5524 | 0 | 88.0944 | 82.768 | 2.4599 | 132.5263 | 20.1733 | 0 | 10.7285 | 1.9791
1995-12-19 19:00 | 147.3076 | 139.7855 | 0 | 82.4058 | 82.768 | 2.455 | 132.8349 | 20.1589 | 0 | 10.107 | 1.1743
1995-12-19 20:00 | 151.0687 | 149.0935 | 0 | 84.588 | 82.768 | 2.4351 | 131.6221 | 20.1065 | 0 | 10.1083 | 1.0794
1995-12-19 21:00 | 157.0413 | 160.2974 | 0 | 75.4898 | 82.768 | 2.0619 | 124.9806 | 19.9984 | 0 | 10.1092 | 0.48521
1995-12-19 22:00 | 173.3784 | 167.3216 | 0 | 68.3492 | 82.768 | 2.1688 | 118.0042 | 19.937 | 0 | 2.1088 | 0.2464
1995-12-19 23:00 | 172.7723 | 167.6782 | 0 | 71.0021 | 82.768 | 2.1688 | 108.0526 | 19.8063 | 0 | 2.0821 | 0.058646
1995-12-20 | 171.8506 | 170.1675 | 0 | 83.925 | 82.768 | 2.1907 | 89.7202 | 19.7606 | 0 | 2.1419 | 0.29949
1995-12-20 01:00 | 173.6095 | 168.5624 | 0 | 77.4694 | 82.768 | 2.1903 | 86.723 | 19.7402 | 0 | 2.1303 | 0.27677
1995-12-20 02:00 | 175.932 | 166.4709 | 0 | 71.7177 | 80.3498 | 2.1727 | 86.2057 | 19.734 | 0 | 2.13 | 0.09205
1995-12-20 03:00 | 176.6863 | 160.2802 | 0 | 75.696 | 81.4549 | 2.1779 | 85.7046 | 19.772 | 0 | 2.1416 | 0.13944
1995-12-20 04:00 | 176.5082 | 157.7725 | 0 | 66.3549 | 76.0144 | 2.3578 | 85.8284 | 19.8047 | 0 | 2.117 | 0.051208
1995-12-20 05:00 | 175.4347 | 160.7534 | 0 | 64.5475 | 76.0621 | 2.3244 | 85.7521 | 19.8964 | 0 | 2.0906 | 0.21252
1995-12-20 06:00 | 177.026 | 165.0309 | 0.33849 | 72.3402 | 73.4019 | 2.323 | 81.8347 | 20.1431 | 0 | 2.1379 | 0.13226
1995-12-20 07:00 | 177.9872 | 150.3946 | 10.9631 | 104.9317 | 77.9774 | 2.854 | 87.7346 | 20.3354 | 0 | 7.2581 | 1.5956
1995-12-20 08:00 | 176.4937 | 140.0322 | 70.6729 | 80.438 | 80.8023 | 2.8636 | 82.3375 | 20.3864 | 0 | 5.6002 | 0.33457
1995-12-20 09:00 | 168.1518 | 138.967 | 150.9849 | 66.4056 | 82.722 | 2.8642 | 74.8474 | 20.3798 | 0 | 5.1011 | 0.33315
1995-12-20 10:00 | 156.5099 | 130.7111 | 218.7854 | 62.7681 | 82.751 | 2.8655 | 65.6038 | 20.3402 | 0 | 5.1075 | 0.10876
1995-12-20 11:00 | 133.1496 | 135.7248 | 273.676 | 58.3959 | 81.9548 | 2.8667 | 58.6124 | 20.398 | 0 | 5.0838 | 1.6438
1995-12-20 12:00 | 147.9658 | 135.569 | 264.3891 | 58.2777 | 83.866 | 2.8679 | 58.7309 | 20.3681 | 0 | 7.2084 | 0.069635
1995-12-20 13:00 | 153.6749 | 137.8782 | 218.426 | 59.3236 | 83.866 | 2.8678 | 64.1249 | 20.3916 | 0 | 7.2129 | 3.0593
1995-12-20 14:00 | 157.7547 | 137.0491 | 151.9313 | 71.1994 | 83.866 | 2.8684 | 79.0878 | 20.3537 | 0 | 7.1933 | 17.2171
1995-12-20 15:00 | 157.5594 | 133.5126 | 62.936 | 73.4108 | 83.866 | 2.8461 | 104.0708 | 20.4464 | 0 | 10.1364 | 10.9769
1995-12-20 16:00 | 156.6242 | 130.7544 | 9.517 | 77.0481 | 83.866 | 2.7841 | 112.1724 | 20.4751 | 0 | 12.4961 | 11.7859
1995-12-20 17:00 | 155.0387 | 129.0329 | 0 | 81.9119 | 83.5825 | 2.784 | 106.2593 | 20.525 | 0 | 8.6329 | 3.7865
1995-12-20 18:00 | 155.1861 | 127.3978 | 0 | 90.0156 | 83.866 | 2.7702 | 104.2315 | 20.5208 | 0 | 8.8361 | 4.3573
1995-12-20 19:00 | 156.0183 | 124.3505 | 0 | 80.4291 | 81.668 | 2.278 | 107.9728 | 20.4786 | 0 | 9.6953 | 2.6366
1995-12-20 20:00 | 158.5823 | 120.3742 | 0 | 79.0607 | 81.668 | 2.3589 | 104.6004 | 20.4098 | 0 | 10.1969 | 13.77
1995-12-20 21:00 | 160.3022 | 114.4853 | 0 | 83.4307 | 81.668 | 2.2593 | 102.621 | 20.2861 | 0 | 9.7823 | 14.4717
1995-12-20 22:00 | 163.4748 | 118.2658 | 0 | 73.9416 | 81.668 | 2.2613 | 100.3919 | 20.0797 | 0 | 8.0274 | 23.5256
1995-12-20 23:00 | 161.7122 | 118.1022 | 0 | 64.0813 | 81.668 | 2.2612 | 95.8044 | 19.8839 | 0 | 8.023 | 18.292
1995-12-21 | 161.7991 | 119.9607 | 0 | 85.6342 | 80.568 | 2.5535 | 101.6113 | 19.8242 | 0 | 7.4363 | 8.2205
1995-12-21 01:00 | 164.2965 | 122.7355 | 0 | 65.5932 | 80.568 | 2.553 | 101.5128 | 19.7496 | 0 | 9.4252 | 9.3324
1995-12-21 02:00 | 167.5952 | 123.2102 | 0 | 62.6746 | 80.568 | 2.6112 | 99.3007 | 19.7629 | 0 | 9.4261 | 2.2182
1995-12-21 03:00 | 169.3876 | 127.8594 | 0 | 61.5129 | 80.568 | 2.8559 | 94.7938 | 19.7149 | 0 | 9.1113 | 0.1221
1995-12-21 04:00 | 169.8718 | 131.979 | 0 | 54.7685 | 79.8673 | 2.8463 | 88.8991 | 19.7559 | 0 | 9.5714 | 0.19281
1995-12-21 05:00 | 168.123 | 130.9914 | 0 | 52.3274 | 77.4132 | 2.8443 | 91.369 | 19.8068 | 0 | 10.2772 | 1.2543
1995-12-21 06:00 | 167.6605 | 131.2969 | 0.29741 | 62.1749 | 75.3601 | 2.8268 | 91.2413 | 20.0288 | 0 | 10.2834 | 0.14532
1995-12-21 07:00 | 168.0037 | 130.3784 | 10.2657 | 71.9319 | 80.568 | 2.8259 | 98.672 | 20.2811 | 0 | 10.3067 | 2.5399
1995-12-21 08:00 | 167.5616 | 129.2903 | 71.0604 | 64.6437 | 78.7348 | 2.8262 | 96.1413 | 20.3442 | 0 | 9.5651 | 0.70984
1995-12-21 09:00 | 163.8639 | 134.1358 | 162.9543 | 55.7539 | 79.9295 | 2.827 | 85.904 | 20.3177 | 0 | 9.5592 | 1.2512
1995-12-21 10:00 | 173.9299 | 128.6874 | 226.8811 | 44.631 | 77.3849 | 2.8284 | 80.9046 | 20.2709 | 0 | 8.3573 | 0.13215
1995-12-21 11:00 | 164.3346 | 136.3211 | 254.99 | 44.2484 | 78.9417 | 2.8298 | 78.2091 | 20.2682 | 0 | 8.3335 | 0
1995-12-21 12:00 | 160.4558 | 139.5906 | 243.4511 | 45.4386 | 80.568 | 2.8071 | 82.2223 | 20.2986 | 0 | 7.9605 | 0.31001
1995-12-21 13:00 | 161.9307 | 136.5791 | 199.3872 | 52.8389 | 80.568 | 2.8071 | 86.3234 | 20.3959 | 0 | 7.9616 | 2.7745
1995-12-21 14:00 | 168.0854 | 135.6124 | 134.8512 | 62.2431 | 80.568 | 2.8078 | 97.2388 | 20.4388 | 0 | 7.9429 | 6.5419
1995-12-21 15:00 | 182.9824 | 136.2564 | 61.8884 | 68.5497 | 80.568 | 2.8299 | 106.0912 | 20.4084 | 0 | 10.5165 | 15.5526
1995-12-21 16:00 | 192.5635 | 130.6348 | 17.6929 | 76.1731 | 80.568 | 2.7737 | 110.1495 | 20.4951 | 0 | 11.8565 | 16.2568
1995-12-21 17:00 | 197.9262 | 124.9203 | 0 | 74.2252 | 80.568 | 2.7569 | 103.7416 | 20.4655 | 0 | 11.8473 | 17.5993
1995-12-21 18:00 | 203.5478 | 121.1664 | 0 | 65.7945 | 80.568 | 2.7567 | 108.0077 | 20.4448 | 0 | 10.8783 | 18.017
1995-12-21 19:00 | 206.9025 | 112.6834 | 0 | 64.9578 | 80.568 | 2.7697 | 108.7476 | 20.4495 | 0 | 9.8305 | 17.7053
1995-12-21 20:00 | 210.7089 | 105.3842 | 0 | 64.4565 | 80.568 | 2.7901 | 109.7007 | 20.4138 | 0 | 9.8315 | 16.631
1995-12-21 21:00 | 212.7203 | 103.9632 | 0 | 68.8128 | 80.568 | 2.7905 | 107.9053 | 20.2372 | 0 | 9.6555 | 8.3872
1995-12-21 22:00 | 216.2458 | 119.6335 | 0 | 65.4707 | 80.568 | 2.9839 | 103.3239 | 20.1285 | 0 | 7.3491 | 5.6206
1995-12-21 23:00 | 221.0599 | 128.7781 | 0 | 52.3389 | 80.568 | 2.9978 | 101.1744 | 19.9902 | 0 | 2.8926 | 1.4096
1995-12-22 | 222.7029 | 129.1106 | 0 | 52.2363 | 80.568 | 3.0199 | 86.9483 | 19.6796 | 0 | 2.8894 | 2.5888
1995-12-22 01:00 | 222.4101 | 128.1368 | 0 | 46.0604 | 80.568 | 3.0031 | 88.374 | 19.6179 | 0 | 2.8794 | 4.027
1995-12-22 02:00 | 222.0017 | 131.5779 | 0 | 48.0829 | 78.0893 | 3.0081 | 84.3089 | 19.5983 | 0 | 2.8792 | 3.0578
1995-12-22 03:00 | 221.8688 | 142.2092 | 0 | 46.8513 | 71.1842 | 3.0238 | 73.7825 | 19.5474 | 0 | 2.8891 | 3.6855
1995-12-22 04:00 | 223.2822 | 161.2094 | 0 | 35.5421 | 61.1084 | 2.6953 | 67.998 | 19.5699 | 0 | 2.8827 | 2.0648
1995-12-22 05:00 | 228.071 | 184.3507 | 0 | 46.0217 | 35.6855 | 2.6936 | 52.3176 | 19.6469 | 0 | 2.8815 | 2.2437
1995-12-22 06:00 | 235.2196 | 206.0716 | 0.32085 | 33.1328 | 47.2061 | 2.7107 | 34.6538 | 20.1309 | 0 | 2.69 | 1.0135
1995-12-22 07:00 | 246.389 | 215.4099 | 6.1307 | 34.3145 | 58.3738 | 2.7102 | 42.9185 | 20.3271 | 0 | 2.7122 | 3.3551
1995-12-22 08:00 | 259.175 | 226.3278 | 31.3965 | 29.2763 | 64.282 | 2.7106 | 41.3679 | 20.4076 | 0 | 2.7127 | 0.70572
1995-12-22 09:00 | 267.4364 | 232.2515 | 69.9805 | 43.1838 | 43.8723 | 2.5544 | 36.648 | 20.383 | 0 | 2.6653 | 0
1995-12-22 10:00 | 272.1225 | 244.9839 | 99.4374 | 29.7871 | 36.1417 | 2.4213 | 34.9721 | 20.3843 | 0 | 2.6708 | 0.85754
1995-12-22 11:00 | 276.3922 | 248.3696 | 119.3602 | 28.762 | 42.8642 | 2.4229 | 34.5924 | 20.4045 | 0 | 2.6218 | 0.26554
1995-12-22 12:00 | 279.8145 | 248.2714 | 127.4151 | 28.2233 | 37.2473 | 2.4246 | 31.5956 | 20.4264 | 0 | 2.6349 | 0.16497
1995-12-22 13:00 | 291.5008 | 251.7827 | 107.9896 | 28.6587 | 40.711 | 2.4056 | 32.331 | 20.4311 | 0 | 2.6388 | 0.35533
1995-12-22 14:00 | 308.7382 | 255.6649 | 67.0638 | 36.1664 | 30.06 | 2.2393 | 39.5818 | 20.5003 | 0 | 2.6503 | 0.97369
1995-12-22 15:00 | 323.8829 | 261.6103 | 27.0528 | 36.8384 | 49.4204 | 2.2281 | 40.9667 | 20.5539 | 0 | 2.7012 | 2.9691
1995-12-22 16:00 | 335.3367 | 270.145 | 6.6656 | 32.3328 | 56.2578 | 2.3229 | 41.0425 | 20.5501 | 0 | 2.7055 | 2.4567
1995-12-22 17:00 | 341.9856 | 278.9971 | 0 | 40.1287 | 26.5683 | 2.3231 | 37.763 | 20.5346 | 0 | 1.8472 | 2.1363
1995-12-22 18:00 | 343.8729 | 283.6203 | 0 | 30.1088 | 32.1663 | 1.6813 | 34.2166 | 20.442 | 0 | 0.35212 | 1.3418
1995-12-22 19:00 | 345.3018 | 283.4179 | 0 | 30.1622 | 36.3675 | 1.6817 | 38.528 | 20.4577 | 0 | 0.34102 | 2.0737
1995-12-22 20:00 | 347.7842 | 276.7178 | 0 | 31.0705 | 44.9715 | 1.6826 | 38.5448 | 20.3512 | 0 | 0.29893 | 0.43891
1995-12-22 21:00 | 348.6118 | 276.6875 | 0 | 31.3179 | 37.7735 | 1.687 | 29.441 | 20.1744 | 0 | 0.29893 | 0.28342
1995-12-22 22:00 | 347.8878 | 264.453 | 0 | 44.6276 | 42.4365 | 1.6876 | 31.2858 | 20.0642 | 0 | 0.29866 | 0
1995-12-22 23:00 | 346.628 | 255.8282 | 0 | 29.3076 | 46.9035 | 1.6872 | 24.5382 | 19.9263 | 0 | 0.25005 | 2.8466
1995-12-23 | 337.3375 | 235.2981 | 0 | 39.2029 | 64.525 | 1.6901 | 21.9231 | 19.6842 | 0 | 0.1645 | 6.648
1995-12-23 01:00 | 343.6687 | 218.6843 | 0 | 30.7394 | 61.5986 | 1.7067 | 33.7765 | 19.6164 | 0 | 0.1277 | 0
1995-12-23 02:00 | 342.0852 | 218.3975 | 0 | 35.4737 | 37.8594 | 1.7308 | 35.4163 | 18.9979 | 0 | 0.1277 | 5.4731
1995-12-23 03:00 | 340.6361 | 221.0877 | 0 | 29.2182 | 28.3406 | 2.0402 | 34.7794 | 19.2904 | 0 | 0.1277 | 5.8336
1995-12-23 04:00 | 340.2055 | 216.7074 | 0 | 26.6223 | 20.6911 | 2.0439 | 32.9471 | 19.3267 | 0 | 0.1277 | 2.8124
1995-12-23 05:00 | 340.3006 | 223.3625 | 0 | 27.6548 | 12.077 | 2.0112 | 31.9944 | 19.6911 | 0 | 0.1277 | 5.4731
1995-12-23 06:00 | 336.8145 | 235.0357 | 0.40981 | 32.5038 | 14.6358 | 1.7053 | 31.887 | 18.942 | 0 | 0.1277 | 1.7449
1995-12-23 07:00 | 332.8257 | 254.6028 | 6.9616 | 34.0241 | 24.6188 | 2.0496 | 29.584 | 20.1723 | 0 | 0.16199 | 0.69504
1995-12-23 08:00 | 328.3098 | 255.9116 | 24.8592 | 31.342 | 36.4205 | 1.7837 | 28.0514 | 19.8373 | 0 | 0.11399 | 0
1995-12-23 09:00 | 330.0018 | 251.793 | 58.7844 | 38.6306 | 25.6117 | 1.7847 | 27.7191 | 19.8595 | 0 | 0.11399 | 0
1995-12-23 10:00 | 322.8455 | 256.591 | 95.8 | 44.1335 | 14.5792 | 1.7743 | 26.6825 | 19.8458 | 0 | 0.11399 | 0
1995-12-23 11:00 | 326.4872 | 245.4043 | 116.1546 | 26.3918 | 39.4212 | 1.776 | 19.521 | 19.8638 | 0 | 0.11399 | 0.17621
1995-12-23 12:00 | 323.0899 | 242.0872 | 112.8996 | 27.234 | 31.7229 | 1.7777 | 25.4615 | 19.2494 | 0 | 0.85721 | 0
1995-12-23 13:00 | 321.8625 | 248.534 | 99.0737 | 30.579 | 18.8859 | 1.778 | 25.2276 | 19.2609 | 0 | 1.014 | 0
1995-12-23 14:00 | 326.6768 | 254.4088 | 63.5739 | 40.4524 | 27.444 | 1.7791 | 28.6846 | 19.9308 | 0 | 1.014 | 1.1954
1995-12-23 15:00 | 333.6613 | 259.2366 | 29.1833 | 33.3298 | 55.2983 | 2.1339 | 37.1484 | 19.6543 | 0 | 1.062 | 3.348
1995-12-23 16:00 | 331.9869 | 255.7419 | 8.8277 | 31.6588 | 61.1061 | 2.1332 | 42.9143 | 19.9994 | 0 | 1.062 | 4.1108
1995-12-23 17:00 | 327.5407 | 244.4357 | 0 | 34.2551 | 55.2965 | 2.1336 | 35.2486 | 19.6748 | 0 | 1.062 | 0.25403
1995-12-23 18:00 | 324.2403 | 237.6488 | 0 | 28.5356 | 53.1605 | 2.1126 | 35.8919 | 19.8683 | 0 | 1.014 | 2.0027
1995-12-23 19:00 | 317.2173 | 227.3609 | 0 | 33.2433 | 61.1935 | 2.0458 | 38.1511 | 19.5677 | 0 | 0.16199 | 2.9821
1995-12-23 20:00 | 317.5004 | 208.1975 | 0 | 35.1857 | 66.1576 | 2.1646 | 40.9116 | 19.8066 | 0 | 0.16199 | 3.6274
1995-12-23 21:00 | 307.9266 | 189.2582 | 0 | 29.5332 | 66.4755 | 2.1653 | 39.5624 | 19.3526 | 0 | 0.16199 | 3.0641
1995-12-23 22:00 | 292.6867 | 175.7742 | 0 | 39.3154 | 66.9589 | 2.1658 | 49.0552 | 19.9479 | 0 | 0.35799 | 0.41942
1995-12-23 23:00 | 289.0692 | 154.4184 | 0 | 30.5482 | 67.5166 | 2.1607 | 62.7902 | 19.3908 | 0 | 0.38241 | 0
1995-12-24 | 278.8552 | 133.1092 | 0 | 57.7139 | 78.9985 | 2.2856 | 29.1502 | 18.9786 | 0 | 0.39693 | 0.080785
1995-12-24 01:00 | 270.801 | 120.7683 | 0 | 53.9471 | 78.2577 | 2.286 | 29.2738 | 19.1729 | 0 | 0.38736 | 0.013473
1995-12-24 02:00 | 264.1806 | 107.0885 | 0 | 54.5532 | 76.6473 | 2.2642 | 28.696 | 18.598 | 0 | 0.38714 | 0
1995-12-24 03:00 | 252.2097 | 103.4388 | 0 | 49.0736 | 75.6957 | 2.2527 | 27.6711 | 18.8835 | 0 | 0.39662 | 3.446
1995-12-24 04:00 | 249.5561 | 91.5742 | 0 | 46.4425 | 75.4213 | 2.5649 | 27.8685 | 18.9617 | 0 | 1.0875 | 0
1995-12-24 05:00 | 242.7576 | 81.7515 | 0 | 50.269 | 74.2326 | 2.5648 | 28.2379 | 19.1421 | 0 | 1.8893 | 0
1995-12-24 06:00 | 234.7868 | 80.5404 | 0.31372 | 53.2791 | 79.9482 | 2.7548 | 28.7577 | 19.6838 | 0 | 2.7436 | 7.7046
1995-12-24 07:00 | 228.8629 | 80.2894 | 7.583 | 55.5317 | 81.2144 | 2.7545 | 37.3823 | 20.005 | 0 | 2.7654 | 9.7144
1995-12-24 08:00 | 221.0695 | 77.5483 | 33.8538 | 60.0217 | 81.2144 | 2.7543 | 45.6373 | 19.7972 | 0 | 2.7659 | 10.2908
1995-12-24 09:00 | 206.2713 | 78.5433 | 98.0068 | 50.4536 | 81.2144 | 2.9331 | 42.6191 | 20.5089 | 0 | 2.7608 | 0.0893
1995-12-24 10:00 | 191.6348 | 71.6717 | 155.301 | 55.2851 | 81.2144 | 2.9335 | 46.6458 | 20.1048 | 0 | 3.1328 | 0.30119
1995-12-24 11:00 | 181.7385 | 65.7803 | 191.5902 | 49.675 | 81.2144 | 2.9347 | 46.4746 | 19.3916 | 0 | 3.5403 | 5.8717
1995-12-24 12:00 | 170.6415 | 66.6005 | 198.1011 | 49.7633 | 81.2144 | 2.9777 | 47.0789 | 19.4985 | 0 | 3.5854 | 0.2885
1995-12-24 13:00 | 172.6532 | 63.6186 | 162.3052 | 48.8967 | 81.2144 | 2.9779 | 48.0943 | 19.3869 | 0 | 3.3782 | 3.7543
1995-12-24 14:00 | 169.2164 | 62.69 | 104.9219 | 52.873 | 81.2144 | 2.9353 | 48.158 | 19.7981 | 0 | 3.5888 | 16.9901
1995-12-24 15:00 | 170.7244 | 59.3254 | 32.9268 | 65.6859 | 81.2144 | 2.9351 | 56.2662 | 19.5074 | 0 | 2.8406 | 51.4311
1995-12-24 16:00 | 170.354 | 58.4267 | 4.4954 | 65.9496 | 81.2144 | 2.8926 | 60.5608 | 20.5262 | 0 | 2.759 | 80.9329
1995-12-24 17:00 | 168.0428 | 58.545 | 0 | 76.9674 | 81.2144 | 2.909 | 63.1105 | 19.8797 | 0 | 2.7511 | 42.1137
1995-12-24 18:00 | 167.7236 | 65.6458 | 0 | 72.8695 | 81.2144 | 2.9478 | 58.1609 | 19.8455 | 0 | 2.7979 | 52.0352
1995-12-24 19:00 | 168.606 | 75.9377 | 0 | 62.8109 | 81.2144 | 3.0052 | 57.2769 | 19.8218 | 0 | 2.7626 | 19.5796
1995-12-24 20:00 | 169.6443 | 86.6352 | 0 | 69.6041 | 82.1159 | 3.0182 | 58.5992 | 20.4737 | 0 | 2.7635 | 32.0172
1995-12-24 21:00 | 166.8339 | 102.1541 | 0 | 58.4521 | 82.1159 | 3.0533 | 55.27 | 20.3207 | 0 | 2.7641 | 9.3961
1995-12-24 22:00 | 171.1733 | 126.8416 | 0 | 65.0009 | 82.1159 | 3.0538 | 54.0746 | 20.2863 | 0 | 2.7551 | 5.5587
1995-12-24 23:00 | 170.4567 | 143.6972 | 0 | 50.9491 | 82.1159 | 3.0708 | 48.1454 | 19.8954 | 0 | 2.7308 | 8.7922
1995-12-25 | 160.4981 | 159.4431 | 0 | 66.1593 | 82.1159 | 3.0705 | 72.8696 | 20.1519 | 0 | 2.7273 | 4.9192
1995-12-25 01:00 | 170.5006 | 173.047 | 0 | 62.2379 | 82.1159 | 3.0705 | 72.5051 | 20.1314 | 0 | 2.7162 | 0.50142
1995-12-25 02:00 | 172.8427 | 176.1444 | 0 | 55.105 | 82.1159 | 3.0927 | 63.7776 | 19.4161 | 0 | 2.716 | 0
1995-12-25 03:00 | 169.1098 | 181.2047 | 0 | 51.4467 | 82.1159 | 3.0691 | 63.2122 | 19.4961 | 0 | 2.7269 | 0
1995-12-25 04:00 | 176.5496 | 164.5612 | 0 | 57.9953 | 82.1159 | 3.0673 | 62.2589 | 19.1998 | 0 | 2.7199 | 0
1995-12-25 05:00 | 179.9174 | 150.2479 | 0 | 48.6106 | 82.1159 | 3.0545 | 62.031 | 19.3896 | 0 | 2.7147 | 0
1995-12-25 06:00 | 174.6226 | 146.2209 | 0.25329 | 55.2873 | 82.1159 | 3.0545 | 62.9927 | 19.7254 | 0 | 2.7206 | 2.3618
1995-12-25 07:00 | 179.1707 | 143.9831 | 5.7062 | 54.7644 | 82.1159 | 3.0547 | 63.71 | 20.5483 | 0 | 2.7314 | 1.236
1995-12-25 08:00 | 188.9568 | 146.212 | 21.2314 | 67.709 | 82.1159 | 3.0546 | 63.0588 | 20.1978 | 0 | 2.7319 | 0
1995-12-25 09:00 | 190.8397 | 154.9255 | 65.0562 | 54.4672 | 82.1159 | 3.055 | 62.4197 | 20.4962 | 0 | 2.726 | 0
1995-12-25 10:00 | 185.8133 | 174.5251 | 117.0834 | 53.3354 | 82.1159 | 3.0563 | 62.3578 | 20.4559 | 0 | 2.7321 | 0.41942
1995-12-25 11:00 | 185.4263 | 190.9069 | 154.5867 | 56.9443 | 82.1159 | 3.0571 | 62.1364 | 20.5128 | 0 | 2.7096 | 0
1995-12-25 12:00 | 186.2452 | 196.937 | 161.9672 | 61.5375 | 82.1159 | 3.0577 | 62.0194 | 20.519 | 0 | 2.7241 | 3.291
1995-12-25 13:00 | 186.2747 | 198.5083 | 139.5901 | 53.4659 | 82.1159 | 3.0221 | 63.6537 | 20.544 | 0 | 2.7284 | 0.55998
1995-12-25 14:00 | 194.069 | 202.4896 | 88.8621 | 71.899 | 82.1159 | 3.0653 | 63.8372 | 20.5989 | 0 | 2.7098 | 1.7643
1995-12-25 15:00 | 204.5795 | 208.9636 | 33.3295 | 69.7494 | 82.1159 | 3.0642 | 64.3381 | 20.6417 | 0 | 2.7192 | 5.9982
1995-12-25 16:00 | 215.9968 | 214.0845 | 6.1505 | 79.7291 | 82.1159 | 3.2434 | 64.7058 | 20.6815 | 0 | 2.7239 | 11.8893
1995-12-25 17:00 | 232.8917 | 219.8545 | 0 | 84.5454 | 82.1159 | 3.2217 | 65.3686 | 20.7214 | 0 | 2.7148 | 5.9449
1995-12-25 18:00 | 240.2601 | 236.1897 | 0 | 72.5489 | 82.1159 | 3.1881 | 65.6969 | 20.72 | 0 | 2.7202 | 12.7449
1995-12-25 19:00 | 244.9157 | 250.1863 | 0 | 66.1131 | 82.1159 | 3.1879 | 63.4279 | 20.7365 | 0 | 2.7281 | 6.8711
1995-12-25 20:00 | 249.4058 | 254.7947 | 0 | 64.3222 | 82.1159 | 3.2091 | 67.0323 | 20.6843 | 0 | 2.7291 | 1.9206
1995-12-25 21:00 | 256.9315 | 250.4293 | 0 | 66.5956 | 82.1159 | 3.2221 | 68.0003 | 20.6652 | 0 | 2.7299 | 1.5053
1995-12-25 22:00 | 259.2718 | 243.203 | 0 | 69.3371 | 82.1159 | 3.2223 | 66.4607 | 20.5426 | 0 | 1.8694 | 2.313
1995-12-25 23:00 | 264.4483 | 229.8925 | 0 | 75.8602 | 82.1159 | 3.0663 | 66.2954 | 20.4868 | 0 | 1.6563 | 1.6203
1995-12-26 | 259.682 | 208.6913 | 0 | 42.3542 | 82.1159 | 4.6047 | 102.2007 | 20.0916 | 0 | 9.5934 | 2.2545
1995-12-26 01:00 | 263.1644 | 189.4282 | 0 | 48.3413 | 82.1159 | 4.6083 | 93.6189 | 20.0816 | 0 | 8.6139 | 0.79181
1995-12-26 02:00 | 267.589 | 180.5402 | 0 | 43.9783 | 82.1159 | 4.5892 | 95.1827 | 20.4141 | 0 | 8.7116 | 0.14907
1995-12-26 03:00 | 266.1009 | 173.6733 | 0 | 45.8514 | 82.1159 | 4.5912 | 92.7231 | 20.0872 | 0 | 11.0107 | 0
1995-12-26 04:00 | 260.6828 | 173.5762 | 0 | 43.0791 | 82.1159 | 3.1866 | 90.3941 | 20.0968 | 0 | 10.0802 | 0
1995-12-26 05:00 | 259.6974 | 172.2344 | 0 | 34.4112 | 82.1159 | 3.1498 | 84.6236 | 20.1253 | 0 | 16.0012 | 0
1995-12-26 06:00 | 260.284 | 166.6536 | 0.30753 | 36.9747 | 82.1159 | 3.1135 | 83.0948 | 19.4721 | 0 | 17.2805 | 0.21416
1995-12-26 07:00 | 257.2832 | 158.9239 | 5.8331 | 48.9458 | 82.1159 | 3.0782 | 89.9208 | 20.1575 | 0 | 18.2263 | 4.0937
1995-12-26 08:00 | 245.6178 | 160.9576 | 23.3936 | 51.8718 | 82.1159 | 3.0782 | 88.4278 | 19.5391 | 0 | 18.2269 | 0
1995-12-26 09:00 | 237.0294 | 149.9225 | 78.434 | 38.6279 | 82.1159 | 3.0785 | 90.1736 | 20.5026 | 0 | 18.2191 | 0
1995-12-26 10:00 | 216.4266 | 133.5362 | 130.6082 | 32.5508 | 82.1159 | 3.0792 | 101.2317 | 19.8262 | 0 | 18.2258 | 0
1995-12-26 11:00 | 203.7101 | 119.4839 | 171.5608 | 45.2545 | 82.1159 | 3.0591 | 95.9266 | 20.1741 | 0 | 18.201 | 0.25426
1995-12-26 12:00 | 193.0519 | 104.2909 | 180.6484 | 42.4301 | 82.1159 | 3.0598 | 103.3115 | 19.7946 | 0 | 18.217 | 0
1995-12-26 13:00 | 209.9048 | 99.3276 | 132.8558 | 32.6767 | 82.1159 | 3.0585 | 115.4725 | 19.7589 | 0 | 18.2217 | 0.078409
1995-12-26 14:00 | 195.9176 | 98.0333 | 100.4993 | 41.6179 | 82.1159 | 3.9 | 116.1227 | 19.4837 | 0 | 18.2012 | 0.66029
1995-12-26 15:00 | 204.699 | 102.4709 | 48.2192 | 48.0274 | 82.1159 | 4.6594 | 120.9368 | 20.1688 | 0 | 20.0081 | 3.5227
1995-12-26 16:00 | 212.0912 | 102.3256 | 16.1787 | 55.0233 | 82.1159 | 4.6704 | 119.0639 | 20.5728 | 0 | 20.0133 | 8.3497
1995-12-26 17:00 | 205.3588 | 98.5375 | 0.028198 | 35.6454 | 82.1159 | 4.6692 | 121.8014 | 20.6394 | 0 | 18.208 | 1.9005
1995-12-26 18:00 | 197.4649 | 95.0934 | 0 | 47.8195 | 82.1159 | 4.7086 | 119.638 | 20.672 | 0 | 18.214 | 9.5628
1995-12-26 19:00 | 190.5129 | 87.345 | 0 | 49.812 | 82.1159 | 4.7128 | 119.6583 | 20.2972 | 0 | 14.8427 | 9.5939
1995-12-26 20:00 | 177.7532 | 82.6575 | 0 | 56.9515 | 82.1159 | 4.7137 | 114.4845 | 20.6187 | 0 | 14.8438 | 15.3199
1995-12-26 21:00 | 169.9705 | 73.0413 | 0 | 57.8437 | 82.1159 | 4.6953 | 113.1031 | 20.2465 | 0 | 13.4447 | 23.9245
1995-12-26 22:00 | 170.3453 | 67.5747 | 0 | 69.3149 | 82.1159 | 4.699 | 119.1654 | 20.1857 | 0 | 12.5831 | 14.0729
1995-12-26 23:00 | 166.8796 | 66.447 | 0 | 61.0197 | 82.1159 | 4.7237 | 109.3495 | 20.4246 | 0 | 12.6151 | 4.806
1995-12-27 | 169.1708 | 61.2721 | 0 | 78.3337 | 82.1159 | 5.7101 | 135.8532 | 20.0506 | 0 | 14.6568 | 23.1055
1995-12-27 01:00 | 165.0151 | 61.6576 | 0 | 61.5978 | 82.1159 | 5.291 | 138.3306 | 20.0025 | 0 | 13.7817 | 16.5888
1995-12-27 02:00 | 162.2067 | 57.8645 | 0 | 69.2564 | 82.1159 | 5.6368 | 133.6217 | 19.7024 | 0 | 14.8784 | 13.828
1995-12-27 03:00 | 158.5544 | 56.8079 | 0 | 75.6483 | 82.1159 | 5.6194 | 128.4595 | 19.9631 | 0 | 14.6091 | 7.1894
1995-12-27 04:00 | 157.9518 | 56.1432 | 0 | 58.2033 | 82.1159 | 5.5237 | 131.2675 | 19.9741 | 0 | 14.7985 | 1.5582
1995-12-27 05:00 | 155.2921 | 62.1437 | 0 | 49.4781 | 82.1159 | 5.2119 | 120.0676 | 19.7068 | 0 | 20.5143 | 11.197
1995-12-27 06:00 | 154.7638 | 69.7433 | 0.34442 | 57.8441 | 82.1159 | 5.2315 | 120.9006 | 20.1358 | 0 | 21.0508 | 9.4619
1995-12-27 07:00 | 152.4679 | 76.8462 | 5.1821 | 63.9371 | 82.1159 | 5.2412 | 134.344 | 20.1653 | 0 | 22.5235 | 9.667
1995-12-27 08:00 | 148.3593 | 87.8385 | 47.1416 | 51.9858 | 82.1159 | 5.2204 | 121.4667 | 20.2628 | 0 | 22.4959 | 20.1093
1995-12-27 09:00 | 145.8831 | 100.2562 | 126.6606 | 45.5914 | 82.1159 | 5.2042 | 135.1962 | 20.3356 | 0 | 21.07 | 0.54846
1995-12-27 10:00 | 149.0687 | 109.841 | 192.7218 | 48.1691 | 82.1159 | 4.8874 | 106.9123 | 20.2605 | 0 | 20.4982 | 10.5349
1995-12-27 11:00 | 148.0394 | 118.8067 | 228.5662 | 38.235 | 82.1159 | 4.9101 | 113.0821 | 20.2344 | 0 | 20.3816 | 0
1995-12-27 12:00 | 149.8754 | 121.8579 | 222.6956 | 40.4625 | 82.1159 | 4.7913 | 106.7088 | 19.9466 | 0 | 20.317 | 0
1995-12-27 13:00 | 156.5199 | 124.5895 | 178.0508 | 42.8254 | 82.1159 | 4.9012 | 112.6491 | 20.253 | 0 | 20.4946 | 0.48431
1995-12-27 14:00 | 168.934 | 117.6858 | 115.7594 | 49.7916 | 82.1159 | 5.0185 | 108.022 | 20.221 | 0 | 20.3266 | 0.14323
1995-12-27 15:00 | 178.2847 | 113.3316 | 45.4949 | 50.1256 | 82.1159 | 5.0073 | 124.5674 | 20.2747 | 0 | 21.7129 | 6.3922
1995-12-27 16:00 | 191.7244 | 107.4457 | 8.611 | 64.8971 | 82.1159 | 4.9855 | 125.8342 | 20.3184 | 0 | 22.1559 | 15.0163
1995-12-27 17:00 | 204.0178 | 104.5509 | 0.01953 | 46.7386 | 82.1159 | 4.8688 | 124.8104 | 20.3574 | 0 | 20.6956 | 4.0291
1995-12-27 18:00 | 212.0727 | 103.7385 | 0 | 55.9454 | 82.1159 | 5.0055 | 123.1935 | 20.404 | 0 | 19.4788 | 5.3748
1995-12-27 19:00 | 215.3508 | 104.9696 | 0 | 49.7331 | 84.3139 | 4.972 | 122.4239 | 20.4337 | 0 | 14.5069 | 3.2285
1995-12-27 20:00 | 217.3534 | 104.2906 | 0 | 51.4374 | 84.3139 | 4.9725 | 129.3313 | 20.3265 | 0 | 14.681 | 8.1079
1995-12-27 21:00 | 215.5198 | 102.8746 | 0 | 58.2498 | 84.3139 | 4.9726 | 123.5352 | 20.2788 | 0 | 13.0962 | 9.8407
1995-12-27 22:00 | 204.3195 | 106.33 | 0 | 61.8951 | 84.3139 | 4.9729 | 123.8972 | 20.061 | 0 | 13.2716 | 5.1949
1995-12-27 23:00 | 203.0396 | 106.2758 | 0 | 43.6583 | 84.3139 | 4.9507 | 128.389 | 19.8729 | 0 | 13.2741 | 4.4776
1995-12-28 | 199.0341 | 104.8861 | 0 | 67.6381 | 85.4139 | 4.3313 | 107.455 | 19.1589 | 0 | 13.8019 | 7.1831
1995-12-28 01:00 | 198.4602 | 103.4417 | 0 | 51.4587 | 85.4139 | 4.3726 | 105.3983 | 19.7404 | 0 | 14.4846 | 13.7312
1995-12-28 02:00 | 195.6121 | 100.498 | 0 | 55.3718 | 85.4139 | 4.3722 | 105.7592 | 19.7415 | 0 | 14.3854 | 4.5686
1995-12-28 03:00 | 196.5924 | 97.9089 | 0 | 40.7943 | 85.4139 | 4.3881 | 110.4394 | 19.7725 | 0 | 14.7123 | 1.5526
1995-12-28 04:00 | 193.8622 | 97.2002 | 0 | 48.5219 | 85.4139 | 4.4108 | 102.4515 | 19.1428 | 0 | 12.9313 | 0.66168
1995-12-28 05:00 | 193.0991 | 98.4765 | 0 | 34.9891 | 85.4139 | 4.3704 | 109.8354 | 19.8039 | 0 | 12.6067 | 1.376
1995-12-28 06:00 | 190.1211 | 99.9103 | 0.35057 | 45.9877 | 85.4139 | 4.3693 | 107.9486 | 19.353 | 0 | 12.569 | 2.4052
1995-12-28 07:00 | 187.2096 | 100.5768 | 6.4814 | 62.8056 | 85.4139 | 4.4078 | 116.5406 | 20.1919 | 0 | 14.0145 | 9.0648
1995-12-28 08:00 | 184.9886 | 100.6643 | 57.2313 | 53.6003 | 85.4139 | 4.4287 | 110.9805 | 20.2908 | 0 | 13.8815 | 3.9382
1995-12-28 09:00 | 179.4722 | 99.1313 | 169.9418 | 48.3131 | 85.4139 | 4.469 | 84.5418 | 20.3099 | 0 | 10.2734 | 0
1995-12-28 10:00 | 168.7072 | 104.9516 | 258.093 | 44.7924 | 85.4139 | 4.1489 | 76.2535 | 20.3094 | 0 | 7.7914 | 0
1995-12-28 11:00 | 141.7033 | 99.088 | 325.6773 | 35.7654 | 85.4139 | 2.9966 | 76.9336 | 20.3021 | 0 | 7.9975 | 0
1995-12-28 12:00 | 137.2353 | 97.1886 | 323.7908 | 41.9945 | 85.4139 | 4.5289 | 76.7038 | 19.6294 | 0 | 8.1838 | 0.62741
1995-12-28 13:00 | 129.0226 | 99.1001 | 280.4706 | 39.8081 | 85.4139 | 4.6288 | 82.6555 | 20.2359 | 0 | 9.153 | 0.72726
1995-12-28 14:00 | 132.4908 | 96.0648 | 192.8352 | 48.1375 | 85.4139 | 4.6261 | 105.5488 | 20.2469 | 0 | 11.2821 | 5.5355
1995-12-28 15:00 | 142.5437 | 95.677 | 75.0094 | 60.5606 | 84.3159 | 4.6065 | 133.3666 | 20.2555 | 0 | 12.6191 | 31.9943
1995-12-28 16:00 | 157.3603 | 96.1666 | 22.2832 | 61.73 | 84.3159 | 4.5671 | 134.2347 | 20.3247 | 0 | 14.8759 | 40.7084
1995-12-28 17:00 | 157.7596 | 97.0858 | 0.15511 | 56.3907 | 84.3159 | 4.5671 | 145.4433 | 20.3534 | 0 | 15.5442 | 19.5011
1995-12-28 18:00 | 159.4051 | 98.9895 | 0 | 53.6006 | 84.3159 | 4.5668 | 133.8301 | 20.3397 | 0 | 15.4067 | 30.4659
1995-12-28 19:00 | 161.313 | 101.8214 | 0 | 48.9561 | 84.3159 | 4.5669 | 150.2058 | 20.2776 | 0 | 15.2798 | 22.1114
1995-12-28 20:00 | 163.3268 | 104.9324 | 0 | 55.6265 | 84.3159 | 4.5671 | 144.7781 | 20.1781 | 0 | 14.9976 | 22.5323
1995-12-28 21:00 | 164.8021 | 106.7154 | 0 | 58.0196 | 84.3159 | 4.5982 | 130.5968 | 19.6868 | 0 | 14.2669 | 32.0273
1995-12-28 22:00 | 169.0783 | 111.2335 | 0 | 59.1947 | 84.3159 | 4.5985 | 143.8986 | 19.6492 | 0 | 14.068 | 13.5229
1995-12-28 23:00 | 168.3842 | 113.6189 | 0 | 46.3959 | 84.3159 | 4.6012 | 127.692 | 19.5 | 0 | 14.0578 | 20.7503
1995-12-29 | 167.5396 | 113.9798 | 0 | 91.561 | 84.3159 | 2.6427 | 89.3323 | 19.2164 | 0 | 0.56136 | 38.7823
1995-12-29 01:00 | 165.1346 | 111.9627 | 0 | 83.8925 | 84.3159 | 2.5483 | 89.9532 | 19.175 | 0 | 0.55788 | 22.8624
1995-12-29 02:00 | 163.5883 | 109.5402 | 0 | 83.1488 | 84.3159 | 2.548 | 89.3986 | 18.5752 | 0 | 0.50001 | 22.2203
1995-12-29 03:00 | 163.9032 | 109.5373 | 0 | 82.2026 | 84.3159 | 2.5472 | 85.5869 | 19.2375 | 0 | 1.7468 | 16.1021
1995-12-29 04:00 | 166.2841 | 107.6273 | 0 | 71.0386 | 84.3159 | 2.2138 | 81.7573 | 19.1563 | 0 | 1.9909 | 0.20491
1995-12-29 05:00 | 168.3909 | 107.6204 | 0 | 65.7094 | 84.3159 | 2.2125 | 74.8098 | 19.1747 | 0 | 1.9958 | 0
1995-12-29 06:00 | 172.7231 | 112.4955 | 0.24666 | 61.7096 | 84.3159 | 2.2117 | 75.6691 | 18.8337 | 0 | 2.0042 | 1.8646
1995-12-29 07:00 | 183.5566 | 117.5398 | 4.3559 | 82.2649 | 84.3159 | 2.2112 | 78.9957 | 19.4809 | 0 | 2.0347 | 2.217
1995-12-29 08:00 | 188.844 | 124.0041 | 46.3531 | 77.212 | 83.2234 | 2.2105 | 67.3784 | 19.6092 | 0 | 2.0356 | 1.6658
1995-12-29 09:00 | 182.6621 | 131.6729 | 133.0478 | 52.7836 | 83.2234 | 2.2112 | 46.2244 | 19.7823 | 0 | 2.0256 | 0
1995-12-29 10:00 | 188.878 | 140.5523 | 198.4204 | 41.9412 | 83.2234 | 2.2122 | 33.1614 | 19.7582 | 0 | 1.9385 | 0.46626
1995-12-29 11:00 | 181.2179 | 148.8902 | 237.6096 | 40.0787 | 83.2234 | 2.0617 | 24.6008 | 19.7553 | 0 | 0.40026 | 0
1995-12-29 12:00 | 172.0994 | 152.4557 | 242.6528 | 39.0405 | 83.2234 | 2.1336 | 22.9343 | 19.7373 | 0 | 0.42496 | 0
1995-12-29 13:00 | 175.943 | 151.4422 | 212.2706 | 40.0959 | 83.2234 | 2.1338 | 28.96 | 19.5935 | 0 | 0.43222 | 0
1995-12-29 14:00 | 183.1304 | 153.3694 | 137.585 | 49.937 | 83.2234 | 2.1345 | 37.0829 | 19.7028 | 0 | 0.48419 | 0.24397
1995-12-29 15:00 | 201.6993 | 157.2244 | 41.631 | 71.1436 | 82.1254 | 2.2694 | 57.6998 | 19.6916 | 0 | 2.0002 | 9.0727
1995-12-29 16:00 | 224.2504 | 163.1572 | 3.6255 | 72.5333 | 82.1254 | 2.2726 | 55.0752 | 19.2039 | 0 | 1.2908 | 21.6489
1995-12-29 17:00 | 242.0124 | 170.0041 | 0 | 51.4716 | 82.1254 | 1.9588 | 52.0723 | 19.2122 | 0 | 0.49265 | 11.2296
1995-12-29 18:00 | 252.0754 | 175.9314 | 0 | 48.9381 | 80.1315 | 1.7904 | 51.839 | 19.0865 | 0 | 0.54401 | 7.7617
1995-12-29 19:00 | 261.2454 | 183.4703 | 0 | 40.346 | 79.095 | 1.7906 | 49.7106 | 19.7755 | 0 | 0.5574 | 3.6832
1995-12-29 20:00 | 268.6286 | 190.101 | 0 | 40.6266 | 77.98 | 1.7784 | 50.2854 | 19.7043 | 0 | 0.55912 | 4.6878
1995-12-29 21:00 | 270.351 | 197.4932 | 0 | 54.2014 | 73.9142 | 1.7844 | 45.1637 | 18.9038 | 0 | 0.56042 | 2.817
1995-12-29 22:00 | 281.6082 | 213.2783 | 0 | 42.0429 | 82.1254 | 1.7674 | 34.4982 | 19.1265 | 0 | 0.5564 | 0.46307
1995-12-29 23:00 | 280.9233 | 215.1286 | 0 | 36.015 | 82.1254 | 1.7082 | 37.2561 | 18.879 | 0 | 0.52858 | 0.091608

## 30
Domestic gas production (TWh)
| Current | National Trends |  |  | Distributed Energy |  |  | Global Ambition
Year |  | 2025 | 2030 | 2040 | 2030 | 2040 | 2050 | 2030 | 2040 | 2050
Natural gas (unabated) | 446.158 | 436.6837 | 265.0333 | 106.07 | 129.0124 | 0 | 0 | 67.232 | 0 | 0
Natural gas (decarbonised) | 0 | 0 | 0 | 0 | 138.8386 | 107.234 | 42.384 | 200.619 | 107.234 | 42.384
Biomethane | 73.578 | 60.5671 | 133.7014 | 394.5955 | 376 | 727.329 | 984.7601 | 305.6057 | 585.4967 | 788.5701
Hydrogen (P2H2) | 0 | 5.7919 | 74.7157 | 283 | 126.9706 | 913.6429 | 1386.0333 | 92.3033 | 805.5977 | 1391.2172
Synthetic methane | 0 | 0.26941 | 2.2717 | 7.8275 | 0 | 16.5 | 40.6 | 0 | 11.81 | 23.87

## 31
Methane supply (TWh)
| Current | National Trends |  | Distributed Energy |  |  | Global Ambition
|  | 2030 | 2040 | 2030 | 2040 | 2050 | 2030 | 2040 | 2050
Natural gas (Import) | 3247.5246 | 3267.8946 | 2415.8618 | 2256.4078 | 1243.4577 | 0 | 2563.5412 | 1305.7902 | 259.2853
Natural gas (Domestic) | 446.158 | 267.85 | 107.23 | 267.851 | 107.234 | 42.384 | 267.851 | 107.234 | 42.384
Biomethane (Import) | 0 |  |  | 0 | 90 | 139 | 0 | 132 | 157
Biomethane (Domestic) | 73.578 | 134.62 | 401.19 | 376 | 727.329 | 984.7601 | 305.6057 | 585.4967 | 788.5701
Synthetic methane (Import) | 0 |  |  | 0 | 48 | 394 | 0 | 73 | 310
Synthetic methane (Domestic) | 0 | 2.27 | 7.83 | 0 | 16.5 | 40.6 | 0 | 11.81 | 23.87

## 32
Hydrogen supply (TWh)
|  | National Trends |  |  | Distributed Energy |  |  | Global Ambition
| Current | 2025 | 2030 | 2040 | 2030 | 2040 | 2050 | 2030 | 2040 | 2050
Low carbon import | 0 | 0 |  |  | 24 | 24 | 0 | 28 | 99 | 152
Renewable import | 0 | 0 |  |  | 0 | 214 | 358 | 1.256 | 401 | 749
SMR/ATR | 265.4565 | 0 |  |  | 0 | 0 | 0 | 0 | 0 | 0
SMR/ATR+CCS | 0 | 0 |  |  | 138.8386 | 87.3867 | 0 | 200.619 | 183.8267 | 138.3748
P2G for H2 | 0 | 5.7919 | 74.7157 | 283 | 126.9706 | 913.6429 | 1386.0333 | 92.3033 | 805.5977 | 1391.2172
P2G for P2M | 0 | 0 |  |  | 0 | 24.3375 | 59.885 | 0 | 17.4198 | 35.2082
P2G for P2L | 0 | 0 |  |  | 0 | 113.6364 | 228.5714 | 18.3333 | 22.7273 | 28.5714
By-products | 88.2101 | 0 | 0 | 0 | 88.2101 | 54.8115 | 21.4129 | 88.2101 | 55.5992 | 22.9883
Unspecified |  | 70.2785 | 90.2868 | 181.7682

## 33
Electrolysis capacity (GW)
Scenario | Year | Market and hybrid RES | Dedicated RES
National Trends | 2030 | 25 | 7
| 2040 | 89 | 7
Distributed Energy | 2030 | 64.943 | -
| 2040 | 186.3096 | 49
| 2050 | 277.8369 | 121
Global Ambition | 2030 | 62.9461 | -
| 2040 | 149.2432 | 9
| 2050 | 267.3143 | 50

## 34
Electrolyser supply origin (TWh)
Scenario | Year | Electricity from the market | Hybrid RES | Dedicated RES
National Trends | 2030 | 74.7903 |  | 8
| 2040 | 288.4127 |  | 9
Distributed Energy | 2030 | 156.2716 | 0 | -
| 2040 | 1224.888 | 87.3907 | 133
| 2050 | 1616.5815 | 183.3342 | 346
Global Ambition | 2030 | 150.7945 | 5.477 | -
| 2040 | 865.1508 | 35.4225 | 29
| 2050 | 1366.9511 | 180.0692 | 139

## 35
Energy imports (TWh)
| Current | Distributed Energy |  |  | Global Ambition
|  | 2030 | 2040 | 2050 | 2030 | 2040 | 2050
Methane | 3260.4311 | 2256.4078 | 1381.4577 | 533.5383 | 2563.5412 | 1510.7902 | 726.2853
Hydrogen | 0 | 24 | 238 | 358 | 29.256 | 500 | 901
Liquids | 4824.7 | 3608.8404 | 1782.5186 | 360.4096 | 3800.1324 | 2012.6183 | 843.7822
Solids | 1073.373 | 0 | 0 | 0 | 0 | 0 | 0

## 36
Non-CO2 emssions (Mt)
| Current | 2025 | 2030 | 2040 | 2050
Methane | 390.9017 | 357.5261 | 308.4191 | 238.2095 | 168
N2O | 170.2946 | 166.3902 | 151.9574 | 133.4787 | 115
F-gases | 65.7923 | 51.6641 | 29.5235 | 17.2618 | 5
Total | 626.9887 | 575.5804 | 489.9 | 388.95 | 288

## 37
Emissions and negative emissions from LULUCF (Mt)
| 2018 | 2030 | 2050
Forest Land | -364.0638 | -342.7071 | -450
Agriculture Land | 59.6917 | 46.9217 | 0
Other | 40.7843 | 39 | 25
Net LULUCF sink | -263.5879 | -256.7855 | -425

## 38
Carbon Capture and storage (Mt)
| Current | Distributed Energy |  |  | Global Ambition
|  | 2030 | 2040 | 2050 | 2030 | 2040 | 2050
Pre-combustive | 0 | 32.7803 | 20.6323 | 0 | 47.3669 | 43.4022 | 32.6708
Post-combustive | 0 | 0 | 32 | 64 | 110.6331 | 366.5978 | 629.3292
Total | 0 | 32.7803 | 52.6323 | 64 | 158 | 410 | 662

## 39
Emission outlook EU-27 with LULUCF (Mt)
| 1990 | 1991 | 1992 | 1993 | 1994 | 1995 | 1996 | 1997 | 1998 | 1999 | 2000 | 2001 | 2002 | 2003 | 2004 | 2005 | 2006 | 2007 | 2008 | 2009 | 2010 | 2011 | 2012 | 2013 | 2014 | 2015 | 2016 | 2017 | 2018 | 2019 | 2020 | 2021 | 2022 | 2023 | 2024 | 2025 | 2026 | 2027 | 2028 | 2029 | 2030 | 2031 | 2032 | 2033 | 2034 | 2035 | 2036 | 2037 | 2038 | 2039 | 2040 | 2041 | 2042 | 2043 | 2044 | 2045 | 2046 | 2047 | 2048 | 2049 | 2050
Historic | 4673.6 | 4525.2562 | 4408.5313 | 4330.0335 | 4306.7047 | 4343.8738 | 4408.9043 | 4345.4296 | 4295.5518 | 4214.0767 | 4229.4763 | 4257.4321 | 4257.7451 | 4364.1581 | 4344.8695 | 4327.282 | 4303.1874 | 4306.4775 | 4181.2943 | 3858.3993 | 3953.5372 | 3847.8083 | 3765.9523 | 3681.1357 | 3568.1707 | 3633.4858 | 3645.6879 | 3715.0657 | 3620.1308 | 3476.5074
Target | [30 empty] | 3738.88 | [9 empty] | 2103.12
Distributed Energy | [30 empty] | 3476.568 | 3463.9981 | 3501.8776 | 3356.0634 | 3210.2492 | 3064.4351 | 2872.2845 | 2680.134 | 2487.9835 | 2295.833 | 2103.6824 | 1986.1989 | 1868.7154 | 1751.2319 | 1633.7484 | 1516.2649 | 1398.7814 | 1281.2979 | 1163.8144 | 1046.3309 | 928.8474 | 836.0068 | 743.1661 | 650.3255 | 557.4848 | 464.6442 | 371.8035 | 278.9629 | 186.1222 | 93.2816 | 0.44093
Global Ambition | [30 empty] | 3476.568 | 3463.9981 | 3505.3667 | 3356.0063 | 3206.646 | 3047.2857 | 2860.143 | 2673.0002 | 2485.8574 | 2298.7147 | 2111.5719 | 1960.2247 | 1808.8775 | 1657.5303 | 1506.1831 | 1354.8359 | 1203.4887 | 1052.1415 | 900.7943 | 749.4471 | 598.0999 | 479.9211 | 361.7423 | 243.5636 | 125.3848 | 7.206 | -110.9728 | -229.1515 | -347.3303 | -465.5091 | -583.6879

## 40
Cumulative GHG emissions Distributed Energy (Mt)
| 2020 | 2021 | 2022 | 2023 | 2024 | 2025 | 2026 | 2027 | 2028 | 2029 | 2030 | 2031 | 2032 | 2033 | 2034 | 2035 | 2036 | 2037 | 2038 | 2039 | 2040 | 2041 | 2042 | 2043 | 2044 | 2045 | 2046 | 2047 | 2048 | 2049 | 2050
CO2 emissions | 3109.8007 | 6206.4214 | 9331.8822 | 12329.4684 | 15199.18 | 17941.0171 | 20515.1993 | 22921.7266 | 25160.5991 | 27231.8167 | 29135.3795 | 30941.9389 | 32651.4951 | 34264.0479 | 35779.5975 | 37198.1438 | 38519.6867 | 39744.2264 | 40871.7628 | 41902.2958 | 42835.8256 | 43696.1465 | 44483.2585 | 45197.1616 | 45837.8559 | 46405.3412 | 46899.6177 | 47320.6853 | 47668.544 | 47943.1938 | 48144.6347
Non-CO2 emission | 623.8471 | 1245.0503 | 1872.039 | 2481.8916 | 3074.6081 | 3650.1885 | 4208.6328 | 4749.9411 | 5274.1132 | 5781.1493 | 6271.0493 | 6750.8543 | 7220.5643 | 7680.1793 | 8129.6993 | 8569.1243 | 8998.4543 | 9417.6893 | 9826.8293 | 10225.8743 | 10614.8243 | 10993.6793 | 11362.4393 | 11721.1043 | 12069.6743 | 12408.1493 | 12736.5293 | 13054.8143 | 13363.0043 | 13661.0993 | 13949.0993
LULUCF | -257.0799 | -510.9057 | -761.4776 | -1012.8529 | -1265.0318 | -1518.0142 | -1771.8002 | -2026.3896 | -2281.7826 | -2537.9791 | -2794.9791 | -3060.3791 | -3334.1791 | -3616.3791 | -3906.9791 | -4205.9791 | -4513.3791 | -4829.1791 | -5153.3791 | -5485.9791 | -5826.9791 | -6176.3791 | -6534.1791 | -6900.3791 | -7274.9791 | -7657.9791 | -8049.3791 | -8449.1791 | -8857.3791 | -9273.9791 | -9698.9791
CCS | 0 | 0 | 0 | 0 | 0 | 0 | -6.5561 | -19.6682 | -39.3364 | -65.5607 | -98.341 | -133.1065 | -169.8572 | -208.5932 | -249.3143 | -292.0207 | -336.7122 | -383.3889 | -432.0509 | -482.698 | -535.3304 | -589.0995 | -644.0054 | -700.048 | -757.2274 | -815.5436 | -874.9965 | -935.5862 | -997.3127 | -1060.1759 | -1124.1759
Net emissions | 3476.568 | 6940.566 | 10442.4436 | 13798.507 | 17008.7562 | 20073.1913 | 22945.4758 | 25625.6098 | 28113.5933 | 30409.4263 | 32513.1087 | 34499.3076 | 36368.0231 | 38119.255 | 39753.0034 | 41269.2683 | 42668.0498 | 43949.3477 | 45113.1621 | 46159.493 | 47088.3405 | 47924.3472 | 48667.5134 | 49317.8389 | 49875.3237 | 50339.9679 | 50711.7714 | 50990.7343 | 51176.8565 | 51270.1381 | 51270.579
Population budget | 35104.8143 | 35104.8143 | 35104.8143 | 35104.8143 | 35104.8143 | 35104.8143 | 35104.8143 | 35104.8143 | 35104.8143 | 35104.8143 | 35104.8143 | 35104.8143 | 35104.8143 | 35104.8143 | 35104.8143 | 35104.8143 | 35104.8143 | 35104.8143 | 35104.8143 | 35104.8143 | 35104.8143 | 35104.8143 | 35104.8143 | 35104.8143 | 35104.8143 | 35104.8143 | 35104.8143 | 35104.8143 | 35104.8143 | 35104.8143 | 35104.8143
Equity budget | 26722.1272 | 26722.1272 | 26722.1272 | 26722.1272 | 26722.1272 | 26722.1272 | 26722.1272 | 26722.1272 | 26722.1272 | 26722.1272 | 26722.1272 | 26722.1272 | 26722.1272 | 26722.1272 | 26722.1272 | 26722.1272 | 26722.1272 | 26722.1272 | 26722.1272 | 26722.1272 | 26722.1272 | 26722.1272 | 26722.1272 | 26722.1272 | 26722.1272 | 26722.1272 | 26722.1272 | 26722.1272 | 26722.1272 | 26722.1272 | 26722.1272
Cumulative GHG emissions Global Ambition (Mt)
| 2020 | 2021 | 2022 | 2023 | 2024 | 2025 | 2026 | 2027 | 2028 | 2029 | 2030 | 2031 | 2032 | 2033 | 2034 | 2035 | 2036 | 2037 | 2038 | 2039 | 2040 | 2041 | 2042 | 2043 | 2044 | 2045 | 2046 | 2047 | 2048 | 2049 | 2050
CO2 emissions | 3110.3802 | 6207.578 | 9336.5279 | 12334.057 | 15200.1654 | 17934.8532 | 20529.9377 | 22985.4191 | 25301.2974 | 27477.5724 | 29514.2443 | 31443.264 | 33264.6315 | 34978.3467 | 36584.4098 | 38082.8207 | 39473.5794 | 40756.6859 | 41932.1402 | 42999.9423 | 43960.0921 | 44845.7583 | 45656.9406 | 46393.6392 | 47055.8539 | 47643.585 | 48156.8322 | 48595.5957 | 48959.8753 | 49249.6713 | 49464.9834
Non-CO2 emissions | 623.2676 | 1243.8937 | 1870.8824 | 2480.735 | 3073.4515 | 3649.0319 | 4207.4762 | 4748.7845 | 5272.9566 | 5779.9927 | 6269.8927 | 6749.6977 | 7219.4077 | 7679.0227 | 8128.5427 | 8567.9677 | 8997.2977 | 9416.5327 | 9825.6727 | 10224.7177 | 10613.6677 | 10992.5227 | 11361.2827 | 11719.9477 | 12068.5177 | 12406.9927 | 12735.3727 | 13053.6577 | 13361.8477 | 13659.9427 | 13947.9427
LULUCF | -257.0799 | -510.9057 | -761.4776 | -1012.8529 | -1265.0318 | -1518.0142 | -1771.8002 | -2026.3896 | -2281.7826 | -2537.9791 | -2794.9791 | -3060.3791 | -3334.1791 | -3616.3791 | -3906.9791 | -4205.9791 | -4513.3791 | -4829.1791 | -5153.3791 | -5485.9791 | -5826.9791 | -6176.3791 | -6534.1791 | -6900.3791 | -7274.9791 | -7657.9791 | -8049.3791 | -8449.1791 | -8857.3791 | -9273.9791 | -9698.9791
CCS | 0 | 0 | 0 | 0 | 0 | -10 | -49.6 | -118.8 | -217.6 | -346 | -504 | -687.2 | -895.6 | -1129.2 | -1388 | -1672 | -1981.2 | -2315.6 | -2675.2 | -3060 | -3470 | -3905.2 | -4365.6 | -4851.2 | -5362 | -5898 | -6459.2 | -7045.6 | -7657.2 | -8294 | -8956
Net emissions | 3476.568 | 6940.566 | 10445.9327 | 13801.939 | 17008.5851 | 20055.8708 | 22916.0138 | 25589.014 | 28074.8714 | 30373.586 | 32485.1579 | 34445.3826 | 36254.2601 | 37911.7904 | 39417.9735 | 40772.8093 | 41976.298 | 43028.4395 | 43929.2338 | 44678.6809 | 45276.7808 | 45756.7019 | 46118.4442 | 46362.0078 | 46487.3926 | 46494.5986 | 46383.6258 | 46154.4743 | 45807.144 | 45341.6349 | 44757.947
Population budget | 35104.8143 | 35104.8143 | 35104.8143 | 35104.8143 | 35104.8143 | 35104.8143 | 35104.8143 | 35104.8143 | 35104.8143 | 35104.8143 | 35104.8143 | 35104.8143 | 35104.8143 | 35104.8143 | 35104.8143 | 35104.8143 | 35104.8143 | 35104.8143 | 35104.8143 | 35104.8143 | 35104.8143 | 35104.8143 | 35104.8143 | 35104.8143 | 35104.8143 | 35104.8143 | 35104.8143 | 35104.8143 | 35104.8143 | 35104.8143 | 35104.8143
Equity budget | 26722.1272 | 26722.1272 | 26722.1272 | 26722.1272 | 26722.1272 | 26722.1272 | 26722.1272 | 26722.1272 | 26722.1272 | 26722.1272 | 26722.1272 | 26722.1272 | 26722.1272 | 26722.1272 | 26722.1272 | 26722.1272 | 26722.1272 | 26722.1272 | 26722.1272 | 26722.1272 | 26722.1272 | 26722.1272 | 26722.1272 | 26722.1272 | 26722.1272 | 26722.1272 | 26722.1272 | 26722.1272 | 26722.1272 | 26722.1272 | 26722.1272

## 41
Emissions of the electricity generation
Scenario | Year | Emissions (Mt CO2)
Historic | 1990 | 1523
National Trends | 2025 | 788.4
| 2030 | 282.2885
| 2040 | 196.3077
Distributed Energy | 2030 | 135.4242
| 2040 | 107.1799
| 2050 | 3.4582
Global Ambition | 2030 | 126.9607
| 2040 | 80.8714
| 2050 | 31.7771

## 42
Carbon intensity of power generation (tCO2/MWh)
Scenario | Year | Carbon intensity
Historic | 1990 | 524
National Trends | 2025 | 279.1785
| 2030 | 91.5966
| 2040 | 53.1168
Distributed Energy | 2030 | 36.7933
| 2040 | 20.3388
| 2050 | 0.55446
Global Ambition | 2030 | 36.8712
| 2040 | 17.488
| 2050 | 5.7087

## 43
Evolution of RES and fossil fuel generation compared to electricity demand for electrolysis
Scenario (TWh) | Year | Wind and Solar development | Fossil fuel substitution | Electrolysis demand
National Trends | 2030 | 543.444 | 283.717 | 75
| 2040 | 1326.5734 | 431.2602 | 288
Distributed Energy | 2030 | 1217 | 319.4869 | 156.2716
| 2040 | 3002 | 499.2014 | 1312.2787
| 2050 | 4273 | 685.3781 | 1799.9926
Global Ambition | 2030 | 968 | 341.7559 | 156.2716
| 2040 | 2251 | 598.7843 | 900.5733
| 2050 | 3202 | 661.3156 | 1547.0203

## 44
Maginal electricity price (€/MWh)
ENS hours excluded
Year | Scenario | Price
National Trends | 2025 | 39
| 2030 | 53
| 2040 | 57
Distributed Energy | 2030 | 49.7947
| 2040 | 59.755
| 2050 | 56.5672
Global Ambition | 2030 | 45.7095
| 2040 | 46.3382
| 2050 | 55.8496

## 45-47
RES load factors in Distributed Energy 2040
Country | Solar PV | Country | Onshore Wind | Country | Offshore Wind
MT | 19.07% | LT | 43.84% | IE | 58.98%
ES | 18.45% | FI | 41.16% | DE | 52.57%
PT | 18.11% | IE | 40.25% | DK | 52.53%
CY | 17.47% | HU | 39.95% | ES | 51.88%
BG | 15.86% | SE | 38.5% | NL | 50.64%
LU | 15.75% | PL | 36.65% | EU27 | 49.74%
GR | 15.71% | CZ | 36.2% | BE | 49.21%
IT | 15.4% | BE | 35.95% | LV | 48.93%
RO | 14.95% | DK | 34.69% | PL | 48.46%
FR | 14.73% | EU27 | 33.67% | FR | 48.46%
HU | 14.5% | AT | 33.32% | EE | 48.36%
HR | 14.2% | DE | 33.17% | LT | 48.29%
EU27 | 13.87% | FR | 32.88% | SE | 47.69%
SI | 13.82% | HR | 32.65% | GR | 43.26%
AT | 13.46% | NL | 32.16% | PT | 41.79%
SK | 13.27% | GR | 31.43% | FI | 41.44%
CZ | 12.52% | PT | 31.29% | MT | 31.27%
BE | 12.13% | RO | 31.22% | IT | 31.02%
PL | 12.01% | BG | 30.36%
NL | 12% | ES | 30.18%
DK | 11.95% | LU | 29.46%
SE | 11.33% | LV | 28.4%
LT | 11.28% | EE | 27.77%
IE | 11.14% | IT | 26.62%
LV | 11.05% | MT | 26%
EE | 10.89% | SK | 22.12%
FI | 10.4% | CY | 20.85%
DE | 10.09% | SI | 17.53%

## 48-50
LCOE of wind and solar under different configurations - Global Ambition 2040
LCOE
Wind onshore | Market-connected | 31
| Decicated to electrolysis | 30
Wind offshore | Market-connected | 30
| Decicated to electrolysis | 24
Solar PV Farm | Market-connected | 27
| Decicated to electrolysis | 27
Solar PV Rooftop | Prosumer | 56
LCOE of wind and solar under different configurations - Distributed Energy 2040
LCOE
Wind onshore | Market-connected | 22
| Decicated to electrolysis | 21
Wind offshore | Market-connected | 41
| Decicated to electrolysis | 35
Solar PV Farm | Market-connected | 20
| Decicated to electrolysis | 19
Solar PV Rooftop | Prosumer | 40
LCEO of flexible generation under different load factors - distributed Energy 2040
2040 DE | CCGT | OCGT
80% | 100.61 | 130.62
50% | 108.27 | 134.11
30% | 121.89 | 140.31
10% | 189.99 | 171.33

## 51
Final energy demand in 2050 benchmark (TWh)
| Draft TYNDP 2022 |  | Updated TYNDP 2022 |  | Impact Assessment
| GA | DE | GA | DE | CPRICE | REG
Residential | 2278 | 2194 | 2261.4 | 2178 | 2242 | 1951
Tertiary | 1761 | 1747 | 1787.2 | 1750.7 | 1475 | 1459
Industry | 2694 | 2554 | 2672 | 2548 | 2507 | 2497
Transport | 2399 | 2026 | 2306.4264 | 2014.9172 | 2527 | 2325

## 52
Electricity demand in 2050 benchmark (TWh)
| Draft TYNDP 2022 |  | TYNDP 2022 |  | Impact Assessment |  | TYNDP 2020
| GA | DE | GA | DE | CPRICE | REG | GA | DE
Residential & Tertiary | 1779 | 1791 | 1820.7 | 1882.8 | 1730 | 1650
Transport | 527 | 716 | 568.6792 | 760.6534 | 475 | 532
Industry | 1233 | 1308 | 1230.6 | 1380.1 | 1163 | 1279
Aggregated | [6 empty] | 2803 | 3527

## 53-54
Benchmark of RES capacity by technology - EU 2050 (GW)
| Onshore wind | [7 empty] | Offshore wind | [7 empty] | Solar
| Draft DE | Draft GA | DE | GA | CPRICE | REG | Storyline Min | Storyline Max | Draft DE | Draft GA | DE | GA | CPRICE | REG | Storyline Min | Storyline Max | Draft DE | Draft GA | DE | GA | CPRICE | REG | Storyline Min | Storyline Max
| 1068 | 692 | 855.8612 | 692 | 995 | 935 | 840 | 1095 | 319 | 408 | 300.1439 | 342.039 | 301 | 285 | 270 | 340 | 1110 | 987 | 1619.5764 | 1049.4733 | 1083 | 1037 | 930 | 2000
Benchmark of wind and solar overall capacity - EU27 (GW)
| Draft TYNDP 2022 |  | TYNDP 2022 |  | Impact Assessment |  | Storyline report
| DE | GA | DE | GA | CPRICE | REG | Min | Max
| 2497 | 2087 | 2775.5815 | 2083.5123 | 2379 | 2257 | 2040 | 3435
Updated GA | CPRICE | REG | Storyline Min | Storyline Max
#REF! | #REF! | #REF! | #REF! | #REF!

## 55
Methane supply in 2050 (TWh)
| Including shipping | [5 empty] | Excluding shipping
| Draft TYNDP 2022 |  | Updated TYNDP 2022 |  | Impact Assessment |  | Updated TYNDP 2022 |  | TYNDP 2020
| DE | GA | DE | GA | REG | CPRICE | DE | GA | DE | GA
Natural gas | 24.1848 | 539.3247 | 41.9223 | 301.6693 | 1048.257 | 1247.4717 | 40.3043 | 290.545 | 340.8977 | 1457.7362
Biomethane | 1058.755 | 883.316 | 1123.7601 | 945.5701 | 647.4947 | 729.6772 | 1080.3894 | 910.7015 | 823.6364 | 475.9091
Synthetic methane | 161 | 120 | 435.6 | 333.87 | 519.7247 | 622.2136 | 418.7883 | 321.5583 | 375.5479 | 211.3271

## 56
Hydrogen supply in 2050 (TWh)
| Including shipping | [5 empty] | Excluding shipping
| Draft TYNDP 2022 |  | Updated TYNDP 2022 |  | Impact Assessment |  | Updated TYNDP 2022 |  | TYNDP 2020
| DE | GA | DE | GA | REG | CPRICE | DE | GA | DE | GA
Hydrogen supply | 1761.7139 | 2455.2774 | 1744.0333 | 2430.5921 | 1102.6646 | 1129.4329 | 1564.2096 | 2239.8418 | 944.7726 | 863.0569
Electrolysis for H2 | 1520.7139 | 1366.2774 | 1386.0333 | 1391.2172 | 1102.6646 | 1129.4329 | 1243.1222 | 1282.036 | 451.0166 | 49.4454
SMR | 0 | 153 | 0 | 138.3748 | 0 | 0 | 0 | 127.5153 | 0 | 0
Imports | 241 | 936 | 358 | 901 | 0 | 0 | 321.0874 | 830.2905 | 493.756 | 813.6116
Electrolysis for e-gas | 0 | 0 | 59.885 | 35.2082 | 748 | 897 | 57.5137 | 33.89 | 552.2763 | 310.7751
Electrolysis for e-liquid | 32.8571 | 18.5714 | 228.5714 | 28.5714 | 565 | 698 | 187.1528 | 24.8287 | 468.9669 | 0

## 57
Biomass in 2050 (TWh)
| Including shipping | [5 empty] | Excluding shipping
| Draft TYNDP 2022 |  | Updated TYNDP 2022 |  | Impact Assessment |  | Updated TYNDP 2022 |  | TYNDP 2020
| DE | GA | DE | GA | REG | CPRICE | DE | GA | DE | GA
Biomass | 2852.3015 | 2519.0333 | 2558 | 2468 | 2710 | 2877 | 2536.7963 | 2449.1734 | 1961.0534 | 2599.0748

## 58
Energy imports in 2050 (TWh)
| Including shipping | [5 empty] | Excluding shipping
| Draft TYNDP 2022 |  | Updated TYNDP 2022 |  | Impact Assessment |  | Updated TYNDP 2022 |  | TYNDP 2020
| DE | GA | DE | GA | REG | CPRICE | DE | GA | DE | GA
Methane | 317.6987 | 791.8387 | 533.5383 | 726.2853 | 857.295 | 1074.9527 | 353.7146 | 535.5351 | 374.9227 | 1338.5945
Hydrogen | 241 | 936 | 358 | 901 | 0 | 0 | 296.1997 | 842.6954 | 479.756 | 810.0661
Liquids | 448.9803 | 864.6147 | 360.4096 | 843.7822 | 1305.1776 | 1311.3158 | 231.483 | 703.3732 | 133.094 | 199.8908
Coal | 0 | 0 | 0 | 0 | 66.6924 | 54.1493 | 0 | 0 | 0 | 0
Biomass | 0 | 0 | 0 | 0 | 70 | 70 | 0 | 0 | 0 | 0

## 59
CCUS in 2050 (Mt)
Study | Scenario | Mt/y
IEA | Net zero 2050 | 662
Hydrogen for EU | Technology Diversification | 1505
| Renewable Push | 1325
EC Long Term Strategy | ELEC | 65
| H2 | 63
| P2X | 77
| EE | 65
| CIRC | 52
| COMBO | 67
| 1.5TECH | 373
| 1.5LIFE | 130
| 1.5LIFE-LB | 152
TYNDP 2022 | Global Ambition | 662
| Distributed Energy | 64
TYNDP 2020 | Global Ambition | 463
| Distributed Energy | 130